## Planilha1
VARIÁVEIS
GHR | log GHR | Total Building Area m² | Total End Uses [kWh/ano] | kWh/m²/ano | ATM_light | ATM_interior Equip | ATM_cooling + fan | ZONA ATM [KWh/ano] | CONSUMO: TOTAL - ATM [kWh/ano] | Equipment | CONSUMO: TOTAL - ATM - EQUIPAMENT [kWh/ano] | AVAC | AVAC_1 | Lights | Lighting [W/m2] | BuildingSurface_Detailed | ENT | Construction | ENV | WindowMaterial_SimpleGlazingSystem | WMSGS | Building | BUID | ZoneVentilation_DesignFlowRate | ZVDF
3495.4598 | 3.5435 | 600 | 73238.11 | 122.0635 | 583.5 | 2862.47 | 402.8152 | 3848.7852 | 69389.3248 | 39869.73 | 29519.5948 | VRF | 1 | LI01 | 9.9 | ENT01 | 1 | ENV01 | 2.5 | WMSGS01 | 0.3 | BULD01 | 1 | ZVDF01 | 1
3495.4598 | 3.5435 | 600 | 102015.66 | 170.0261 | 1391.07 | 2862.47 | 715.9373 | 4969.4773 | 97046.1827 | 39869.73 | 57176.4527 | VRF | 1 | LI02 | 23.6016 | ENT02 | 2 | ENV01 | 2.5 | WMSGS01 | 0.3 | BULD03 | 3 | ZVDF01 | 1
3495.4598 | 3.5435 | 600 | 104177.37 | 173.629 | 1391.07 | 2862.47 | 723.0699 | 4976.6099 | 99200.7601 | 39869.73 | 59331.0301 | VRF | 1 | LI02 | 23.6016 | ENT02 | 2 | ENV01 | 2.5 | WMSGS01 | 0.3 | BULD03 | 3 | ZVDF02 | 0
3495.4598 | 3.5435 | 600 | 101920.23 | 169.8671 | 1391.07 | 2862.47 | 705.2293 | 4958.7693 | 96961.4607 | 39869.73 | 57091.7307 | VRF | 1 | LI02 | 23.6016 | ENT02 | 2 | ENV01 | 2.5 | WMSGS01 | 0.3 | BULD04 | 4 | ZVDF01 | 1
3495.4598 | 3.5435 | 600 | 104043.81 | 173.4064 | 1391.07 | 2862.47 | 713.6266 | 4967.1666 | 99076.6434 | 39869.73 | 59206.9134 | VRF | 1 | LI02 | 23.6016 | ENT02 | 2 | ENV01 | 2.5 | WMSGS01 | 0.3 | BULD04 | 4 | ZVDF02 | 0
3495.4598 | 3.5435 | 600 | 101990.97 | 169.9849 | 1391.07 | 2862.47 | 696.7519 | 4950.2919 | 97040.6781 | 39869.73 | 57170.9481 | VRF | 1 | LI02 | 23.6016 | ENT02 | 2 | ENV01 | 2.5 | WMSGS02 | 0.7 | BULD01 | 1 | ZVDF01 | 1
3495.4598 | 3.5435 | 600 | 104098.71 | 173.4978 | 1391.07 | 2862.47 | 704.8956 | 4958.4356 | 99140.2744 | 39869.73 | 59270.5444 | VRF | 1 | LI02 | 23.6016 | ENT02 | 2 | ENV01 | 2.5 | WMSGS02 | 0.7 | BULD01 | 1 | ZVDF02 | 0
3495.4598 | 3.5435 | 600 | 102479.3 | 170.7988 | 1391.07 | 2862.47 | 724.236 | 4977.776 | 97501.524 | 39869.73 | 57631.794 | VRF | 1 | LI02 | 23.6016 | ENT02 | 2 | ENV01 | 2.5 | WMSGS02 | 0.7 | BULD02 | 2 | ZVDF01 | 1
3495.4598 | 3.5435 | 600 | 104524.93 | 174.2082 | 1391.07 | 2862.47 | 731.3759 | 4984.9159 | 99540.0141 | 39869.73 | 59670.2841 | VRF | 1 | LI02 | 23.6016 | ENT02 | 2 | ENV01 | 2.5 | WMSGS02 | 0.7 | BULD02 | 2 | ZVDF02 | 0
3495.4598 | 3.5435 | 600 | 103078.22 | 171.797 | 1391.07 | 2862.47 | 757.9448 | 5011.4848 | 98066.7352 | 39869.73 | 58197.0052 | VRF | 1 | LI02 | 23.6016 | ENT02 | 2 | ENV01 | 2.5 | WMSGS02 | 0.7 | BULD03 | 3 | ZVDF01 | 1
3495.4598 | 3.5435 | 600 | 105116.37 | 175.194 | 1391.07 | 2862.47 | 762.6821 | 5016.2221 | 100100.1479 | 39869.73 | 60230.4179 | VRF | 1 | LI02 | 23.6016 | ENT02 | 2 | ENV01 | 2.5 | WMSGS02 | 0.7 | BULD03 | 3 | ZVDF02 | 0
3495.4598 | 3.5435 | 600 | 73562.36 | 122.6039 | 583.5 | 2862.47 | 477.738 | 3923.708 | 69638.652 | 39869.73 | 29768.922 | VRF | 1 | LI01 | 9.9 | ENT01 | 1 | ENV01 | 2.5 | WMSGS02 | 0.7 | BULD02 | 2 | ZVDF01 | 1
3495.4598 | 3.5435 | 600 | 102909.36 | 171.5156 | 1391.07 | 2862.47 | 747.3341 | 5000.8741 | 97908.4859 | 39869.73 | 58038.7559 | VRF | 1 | LI02 | 23.6016 | ENT02 | 2 | ENV01 | 2.5 | WMSGS02 | 0.7 | BULD04 | 4 | ZVDF01 | 1
3495.4598 | 3.5435 | 600 | 104934.3 | 174.8905 | 1391.07 | 2862.47 | 752.9201 | 5006.4601 | 99927.8399 | 39869.73 | 60058.1099 | VRF | 1 | LI02 | 23.6016 | ENT02 | 2 | ENV01 | 2.5 | WMSGS02 | 0.7 | BULD04 | 4 | ZVDF02 | 0
3495.4598 | 3.5435 | 600 | 101607.54 | 169.3459 | 1391.07 | 2862.47 | 700.4718 | 4954.0118 | 96653.5282 | 39869.73 | 56783.7982 | VRF | 1 | LI02 | 23.6016 | ENT02 | 2 | ENV02 | 3.7 | WMSGS01 | 0.3 | BULD01 | 1 | ZVDF01 | 1
3495.4598 | 3.5435 | 600 | 103731.94 | 172.8866 | 1391.07 | 2862.47 | 709.2279 | 4962.7679 | 98769.1721 | 39869.73 | 58899.4421 | VRF | 1 | LI02 | 23.6016 | ENT02 | 2 | ENV02 | 3.7 | WMSGS01 | 0.3 | BULD01 | 1 | ZVDF02 | 0
3495.4598 | 3.5435 | 600 | 101855.17 | 169.7586 | 1391.07 | 2862.47 | 711.6788 | 4965.2188 | 96889.9512 | 39869.73 | 57020.2212 | VRF | 1 | LI02 | 23.6016 | ENT02 | 2 | ENV02 | 3.7 | WMSGS01 | 0.3 | BULD02 | 2 | ZVDF01 | 1
3495.4598 | 3.5435 | 600 | 103967.71 | 173.2795 | 1391.07 | 2862.47 | 719.6897 | 4973.2297 | 98994.4803 | 39869.73 | 59124.7503 | VRF | 1 | LI02 | 23.6016 | ENT02 | 2 | ENV02 | 3.7 | WMSGS01 | 0.3 | BULD02 | 2 | ZVDF02 | 0
3495.4598 | 3.5435 | 600 | 102135.98 | 170.2266 | 1391.07 | 2862.47 | 727.9524 | 4981.4924 | 97154.4876 | 39869.73 | 57284.7576 | VRF | 1 | LI02 | 23.6016 | ENT02 | 2 | ENV02 | 3.7 | WMSGS01 | 0.3 | BULD03 | 3 | ZVDF01 | 1
3495.4598 | 3.5435 | 600 | 104284.24 | 173.8071 | 1391.07 | 2862.47 | 734.2002 | 4987.7402 | 99296.4998 | 39869.73 | 59426.7698 | VRF | 1 | LI02 | 23.6016 | ENT02 | 2 | ENV02 | 3.7 | WMSGS01 | 0.3 | BULD03 | 3 | ZVDF02 | 0
3495.4598 | 3.5435 | 600 | 102052.68 | 170.0878 | 1391.07 | 2862.47 | 723.5985 | 4977.1385 | 97075.5415 | 39869.73 | 57205.8115 | VRF | 1 | LI02 | 23.6016 | ENT02 | 2 | ENV02 | 3.7 | WMSGS01 | 0.3 | BULD04 | 4 | ZVDF01 | 1
3495.4598 | 3.5435 | 600 | 104193.28 | 173.6555 | 1391.07 | 2862.47 | 730.8242 | 4984.3642 | 99208.9158 | 39869.73 | 59339.1858 | VRF | 1 | LI02 | 23.6016 | ENT02 | 2 | ENV02 | 3.7 | WMSGS01 | 0.3 | BULD04 | 4 | ZVDF02 | 0
3495.4598 | 3.5435 | 600 | 74065.98 | 123.4433 | 583.5 | 2862.47 | 484.6403 | 3930.6103 | 70135.3697 | 39869.73 | 30265.6397 | VRF | 1 | LI01 | 9.9 | ENT01 | 1 | ENV01 | 2.5 | WMSGS02 | 0.7 | BULD02 | 2 | ZVDF02 | 0
3495.4598 | 3.5435 | 600 | 102268.34 | 170.4472 | 1391.07 | 2862.47 | 727.8431 | 4981.3831 | 97286.9569 | 39869.73 | 57417.2269 | VRF | 1 | LI02 | 23.6016 | ENT02 | 2 | ENV02 | 3.7 | WMSGS02 | 0.7 | BULD01 | 1 | ZVDF01 | 1
3495.4598 | 3.5435 | 600 | 104368.76 | 173.9479 | 1391.07 | 2862.47 | 734.2813 | 4987.8213 | 99380.9387 | 39869.73 | 59511.2087 | VRF | 1 | LI02 | 23.6016 | ENT02 | 2 | ENV02 | 3.7 | WMSGS02 | 0.7 | BULD01 | 1 | ZVDF02 | 0
3495.4598 | 3.5435 | 600 | 102705 | 171.175 | 1391.07 | 2862.47 | 744.3411 | 4997.8811 | 97707.1189 | 39869.73 | 57837.3889 | VRF | 1 | LI02 | 23.6016 | ENT02 | 2 | ENV02 | 3.7 | WMSGS02 | 0.7 | BULD02 | 2 | ZVDF01 | 1
3495.4598 | 3.5435 | 600 | 104732.41 | 174.554 | 1391.07 | 2862.47 | 749.7658 | 5003.3058 | 99729.1042 | 39869.73 | 59859.3742 | VRF | 1 | LI02 | 23.6016 | ENT02 | 2 | ENV02 | 3.7 | WMSGS02 | 0.7 | BULD02 | 2 | ZVDF02 | 0
3495.4598 | 3.5435 | 600 | 103232.16 | 172.0536 | 1391.07 | 2862.47 | 766.6222 | 5020.1622 | 98211.9978 | 39869.73 | 58342.2678 | VRF | 1 | LI02 | 23.6016 | ENT02 | 2 | ENV02 | 3.7 | WMSGS02 | 0.7 | BULD03 | 3 | ZVDF01 | 1
3495.4598 | 3.5435 | 600 | 105221.59 | 175.3693 | 1391.07 | 2862.47 | 770.3567 | 5023.8967 | 100197.6933 | 39869.73 | 60327.9633 | VRF | 1 | LI02 | 23.6016 | ENT02 | 2 | ENV02 | 3.7 | WMSGS02 | 0.7 | BULD03 | 3 | ZVDF02 | 0
3495.4598 | 3.5435 | 600 | 103078.05 | 171.7968 | 1391.07 | 2862.47 | 761.2132 | 5014.7532 | 98063.2968 | 39869.73 | 58193.5668 | VRF | 1 | LI02 | 23.6016 | ENT02 | 2 | ENV02 | 3.7 | WMSGS02 | 0.7 | BULD04 | 4 | ZVDF01 | 1
3495.4598 | 3.5435 | 600 | 105100.16 | 175.1669 | 1391.07 | 2862.47 | 765.2958 | 5018.8358 | 100081.3242 | 39869.73 | 60211.5942 | VRF | 1 | LI02 | 23.6016 | ENT02 | 2 | ENV02 | 3.7 | WMSGS02 | 0.7 | BULD04 | 4 | ZVDF02 | 0
3495.4598 | 3.5435 | 600 | 73643.72 | 122.7395 | 583.5 | 2862.47 | 495.3163 | 3941.2863 | 69702.4337 | 39869.73 | 29832.7037 | VRF | 1 | LI01 | 9.9 | ENT01 | 1 | ENV01 | 2.5 | WMSGS02 | 0.7 | BULD03 | 3 | ZVDF01 | 1
3495.4598 | 3.5435 | 600 | 74285.28 | 123.8088 | 583.5 | 2862.47 | 501.4254 | 3947.3954 | 70337.8846 | 39869.73 | 30468.1546 | VRF | 1 | LI01 | 9.9 | ENT01 | 1 | ENV01 | 2.5 | WMSGS02 | 0.7 | BULD03 | 3 | ZVDF02 | 0
3495.4598 | 3.5435 | 600 | 73506.03 | 122.51 | 583.5 | 2862.47 | 426.6349 | 3872.6049 | 69633.4251 | 39869.73 | 29763.6951 | VRF | 1 | LI01 | 9.9 | ENT01 | 1 | ENV01 | 2.5 | WMSGS02 | 0.7 | BULD04 | 4 | ZVDF01 | 1
3495.4598 | 3.5435 | 600 | 74086.65 | 123.4777 | 583.5 | 2862.47 | 431.6941 | 3877.6641 | 70208.9859 | 39869.73 | 30339.2559 | VRF | 1 | LI01 | 9.9 | ENT01 | 1 | ENV01 | 2.5 | WMSGS02 | 0.7 | BULD04 | 4 | ZVDF02 | 0
3495.4598 | 3.5435 | 600 | 71553.3 | 119.2555 | 583.5 | 2862.47 | 423.4131 | 3869.3831 | 67683.9169 | 39869.73 | 27814.1869 | VRF | 1 | LI01 | 9.9 | ENT01 | 1 | ENV02 | 3.7 | WMSGS01 | 0.3 | BULD01 | 1 | ZVDF01 | 1
3495.4598 | 3.5435 | 600 | 71915.99 | 119.86 | 583.5 | 2862.47 | 433.4863 | 3879.4563 | 68036.5337 | 39869.73 | 28166.8037 | VRF | 1 | LI01 | 9.9 | ENT01 | 1 | ENV02 | 3.7 | WMSGS01 | 0.3 | BULD01 | 1 | ZVDF02 | 0
3495.4598 | 3.5435 | 600 | 71637.17 | 119.3953 | 583.5 | 2862.47 | 459.0213 | 3904.9913 | 67732.1787 | 39869.73 | 27862.4487 | VRF | 1 | LI01 | 9.9 | ENT01 | 1 | ENV02 | 3.7 | WMSGS01 | 0.3 | BULD02 | 2 | ZVDF01 | 1
3495.4598 | 3.5435 | 600 | 72046.58 | 120.0776 | 583.5 | 2862.47 | 469.3292 | 3915.2992 | 68131.2808 | 39869.73 | 28261.5508 | VRF | 1 | LI01 | 9.9 | ENT01 | 1 | ENV02 | 3.7 | WMSGS01 | 0.3 | BULD02 | 2 | ZVDF02 | 0
3495.4598 | 3.5435 | 600 | 73588.1 | 122.6468 | 583.5 | 2862.47 | 408.5101 | 3854.4801 | 69733.6199 | 39869.73 | 29863.8899 | VRF | 1 | LI01 | 9.9 | ENT01 | 1 | ENV01 | 2.5 | WMSGS01 | 0.3 | BULD01 | 1 | ZVDF02 | 0
3495.4598 | 3.5435 | 600 | 71619.29 | 119.3655 | 583.5 | 2862.47 | 465.3164 | 3911.2864 | 67708.0036 | 39869.73 | 27838.2736 | VRF | 1 | LI01 | 9.9 | ENT01 | 1 | ENV02 | 3.7 | WMSGS01 | 0.3 | BULD03 | 3 | ZVDF01 | 1
3495.4598 | 3.5435 | 600 | 72126.01 | 120.21 | 583.5 | 2862.47 | 475.7773 | 3921.7473 | 68204.2627 | 39869.73 | 28334.5327 | VRF | 1 | LI01 | 9.9 | ENT01 | 1 | ENV02 | 3.7 | WMSGS01 | 0.3 | BULD03 | 3 | ZVDF02 | 0
3495.4598 | 3.5435 | 600 | 71589.09 | 119.3152 | 583.5 | 2862.47 | 426.5604 | 3872.5304 | 67716.5596 | 39869.73 | 27846.8296 | VRF | 1 | LI01 | 9.9 | ENT01 | 1 | ENV02 | 3.7 | WMSGS01 | 0.3 | BULD04 | 4 | ZVDF01 | 1
3495.4598 | 3.5435 | 600 | 72040.28 | 120.0671 | 583.5 | 2862.47 | 436.769 | 3882.739 | 68157.541 | 39869.73 | 28287.811 | VRF | 1 | LI01 | 9.9 | ENT01 | 1 | ENV02 | 3.7 | WMSGS01 | 0.3 | BULD04 | 4 | ZVDF02 | 0
3495.4598 | 3.5435 | 600 | 71766.67 | 119.6111 | 583.5 | 2862.47 | 447.2804 | 3893.2504 | 67873.4196 | 39869.73 | 28003.6896 | VRF | 1 | LI01 | 9.9 | ENT01 | 1 | ENV02 | 3.7 | WMSGS02 | 0.7 | BULD01 | 1 | ZVDF01 | 1
3495.4598 | 3.5435 | 600 | 72345.17 | 120.5753 | 583.5 | 2862.47 | 457.4647 | 3903.4347 | 68441.7353 | 39869.73 | 28572.0053 | VRF | 1 | LI01 | 9.9 | ENT01 | 1 | ENV02 | 3.7 | WMSGS02 | 0.7 | BULD01 | 1 | ZVDF02 | 0
3495.4598 | 3.5435 | 600 | 71945.09 | 119.9085 | 583.5 | 2862.47 | 488.9544 | 3934.9244 | 68010.1656 | 39869.73 | 28140.4356 | VRF | 1 | LI01 | 9.9 | ENT01 | 1 | ENV02 | 3.7 | WMSGS02 | 0.7 | BULD02 | 2 | ZVDF01 | 1
3495.4598 | 3.5435 | 600 | 72617.6 | 121.0293 | 583.5 | 2862.47 | 499.1183 | 3945.0883 | 68672.5117 | 39869.73 | 28802.7817 | VRF | 1 | LI01 | 9.9 | ENT01 | 1 | ENV02 | 3.7 | WMSGS02 | 0.7 | BULD02 | 2 | ZVDF02 | 0
3495.4598 | 3.5435 | 600 | 72017.6 | 120.0293 | 583.5 | 2862.47 | 505.7832 | 3951.7532 | 68065.8468 | 39869.73 | 28196.1168 | VRF | 1 | LI01 | 9.9 | ENT01 | 1 | ENV02 | 3.7 | WMSGS02 | 0.7 | BULD03 | 3 | ZVDF01 | 1
3495.4598 | 3.5435 | 600 | 72898.07 | 121.4968 | 583.5 | 2862.47 | 514.9798 | 3960.9498 | 68937.1202 | 39869.73 | 29067.3902 | VRF | 1 | LI01 | 9.9 | ENT01 | 1 | ENV02 | 3.7 | WMSGS02 | 0.7 | BULD03 | 3 | ZVDF02 | 0
3495.4598 | 3.5435 | 600 | 73307.22 | 122.1787 | 583.5 | 2862.47 | 455.8817 | 3901.8517 | 69405.3683 | 39869.73 | 29535.6383 | VRF | 1 | LI01 | 9.9 | ENT01 | 1 | ENV01 | 2.5 | WMSGS01 | 0.3 | BULD02 | 2 | ZVDF01 | 1
3495.4598 | 3.5435 | 600 | 71994.46 | 119.9908 | 583.5 | 2862.47 | 464.5066 | 3910.4766 | 68083.9834 | 39869.73 | 28214.2534 | VRF | 1 | LI01 | 9.9 | ENT01 | 1 | ENV02 | 3.7 | WMSGS02 | 0.7 | BULD04 | 4 | ZVDF01 | 1
3495.4598 | 3.5435 | 600 | 72736.8 | 121.228 | 583.5 | 2862.47 | 474.0694 | 3920.0394 | 68816.7606 | 39869.73 | 28947.0306 | VRF | 1 | LI01 | 9.9 | ENT01 | 1 | ENV02 | 3.7 | WMSGS02 | 0.7 | BULD04 | 4 | ZVDF02 | 0
3495.4598 | 3.5435 | 600 | 72079.97 | 120.1333 | 583.5 | 2862.47 | 478.7582 | 3924.7282 | 68155.2418 | 39869.73 | 28285.5118 | VRF | 1 | LI01 | 9.9 | ENT02 | 2 | ENV01 | 2.5 | WMSGS01 | 0.3 | BULD01 | 1 | ZVDF01 | 1
3495.4598 | 3.5435 | 600 | 73361.09 | 122.2685 | 583.5 | 2862.47 | 500.3245 | 3946.2945 | 69414.7955 | 39869.73 | 29545.0655 | VRF | 1 | LI01 | 9.9 | ENT02 | 2 | ENV01 | 2.5 | WMSGS01 | 0.3 | BULD01 | 1 | ZVDF02 | 0
3495.4598 | 3.5435 | 600 | 72326.18 | 120.5436 | 583.5 | 2862.47 | 505.5271 | 3951.4971 | 68374.6829 | 39869.73 | 28504.9529 | VRF | 1 | LI01 | 9.9 | ENT02 | 2 | ENV01 | 2.5 | WMSGS01 | 0.3 | BULD02 | 2 | ZVDF01 | 1
3495.4598 | 3.5435 | 600 | 73740.88 | 122.9015 | 583.5 | 2862.47 | 526.2237 | 3972.1937 | 69768.6863 | 39869.73 | 29898.9563 | VRF | 1 | LI01 | 9.9 | ENT02 | 2 | ENV01 | 2.5 | WMSGS01 | 0.3 | BULD02 | 2 | ZVDF02 | 0
3495.4598 | 3.5435 | 600 | 72522.1 | 120.8702 | 583.5 | 2862.47 | 545.7579 | 3991.7279 | 68530.3721 | 39869.73 | 28660.6421 | VRF | 1 | LI01 | 9.9 | ENT02 | 2 | ENV01 | 2.5 | WMSGS01 | 0.3 | BULD03 | 3 | ZVDF01 | 1
3495.4598 | 3.5435 | 600 | 74195.3 | 123.6588 | 583.5 | 2862.47 | 564.4335 | 4010.4035 | 70184.8965 | 39869.73 | 30315.1665 | VRF | 1 | LI01 | 9.9 | ENT02 | 2 | ENV01 | 2.5 | WMSGS01 | 0.3 | BULD03 | 3 | ZVDF02 | 0
3495.4598 | 3.5435 | 600 | 72531.69 | 120.8862 | 583.5 | 2862.47 | 532.7926 | 3978.7626 | 68552.9274 | 39869.73 | 28683.1974 | VRF | 1 | LI01 | 9.9 | ENT02 | 2 | ENV01 | 2.5 | WMSGS01 | 0.3 | BULD04 | 4 | ZVDF01 | 1
3495.4598 | 3.5435 | 600 | 74030.09 | 123.3835 | 583.5 | 2862.47 | 552.3995 | 3998.3695 | 70031.7205 | 39869.73 | 30161.9905 | VRF | 1 | LI01 | 9.9 | ENT02 | 2 | ENV01 | 2.5 | WMSGS01 | 0.3 | BULD04 | 4 | ZVDF02 | 0
3495.4598 | 3.5435 | 600 | 73665.37 | 122.7756 | 583.5 | 2862.47 | 462.9005 | 3908.8705 | 69756.4995 | 39869.73 | 29886.7695 | VRF | 1 | LI01 | 9.9 | ENT01 | 1 | ENV01 | 2.5 | WMSGS01 | 0.3 | BULD02 | 2 | ZVDF02 | 0
3495.4598 | 3.5435 | 600 | 72574.1 | 120.9568 | 583.5 | 2862.47 | 523.978 | 3969.948 | 68604.152 | 39869.73 | 28734.422 | VRF | 1 | LI01 | 9.9 | ENT02 | 2 | ENV01 | 2.5 | WMSGS02 | 0.7 | BULD01 | 1 | ZVDF01 | 1
3495.4598 | 3.5435 | 600 | 74118.66 | 123.5311 | 583.5 | 2862.47 | 542.1316 | 3988.1016 | 70130.5584 | 39869.73 | 30260.8284 | VRF | 1 | LI01 | 9.9 | ENT02 | 2 | ENV01 | 2.5 | WMSGS02 | 0.7 | BULD01 | 1 | ZVDF02 | 0
3495.4598 | 3.5435 | 600 | 73015.91 | 121.6932 | 583.5 | 2862.47 | 560.5518 | 4006.5218 | 69009.3882 | 39869.73 | 29139.6582 | VRF | 1 | LI01 | 9.9 | ENT02 | 2 | ENV01 | 2.5 | WMSGS02 | 0.7 | BULD02 | 2 | ZVDF01 | 1
3495.4598 | 3.5435 | 600 | 74723.43 | 124.5391 | 583.5 | 2862.47 | 576.7477 | 4022.7177 | 70700.7123 | 39869.73 | 30830.9823 | VRF | 1 | LI01 | 9.9 | ENT02 | 2 | ENV01 | 2.5 | WMSGS02 | 0.7 | BULD02 | 2 | ZVDF02 | 0
3495.4598 | 3.5435 | 600 | 73460.53 | 122.4342 | 583.5 | 2862.47 | 614.3162 | 4060.2862 | 69400.2438 | 39869.73 | 29530.5138 | VRF | 1 | LI01 | 9.9 | ENT02 | 2 | ENV01 | 2.5 | WMSGS02 | 0.7 | BULD03 | 3 | ZVDF01 | 1
3495.4598 | 3.5435 | 600 | 75451.02 | 125.7517 | 583.5 | 2862.47 | 626.5323 | 4072.5023 | 71378.5177 | 39869.73 | 31508.7877 | VRF | 1 | LI01 | 9.9 | ENT02 | 2 | ENV01 | 2.5 | WMSGS02 | 0.7 | BULD03 | 3 | ZVDF02 | 0
3495.4598 | 3.5435 | 600 | 73418.92 | 122.3649 | 583.5 | 2862.47 | 593.694 | 4039.664 | 69379.256 | 39869.73 | 29509.526 | VRF | 1 | LI01 | 9.9 | ENT02 | 2 | ENV01 | 2.5 | WMSGS02 | 0.7 | BULD04 | 4 | ZVDF01 | 1
3495.4598 | 3.5435 | 600 | 75203.9 | 125.3398 | 583.5 | 2862.47 | 608.3874 | 4054.3574 | 71149.5426 | 39869.73 | 31279.8126 | VRF | 1 | LI01 | 9.9 | ENT02 | 2 | ENV01 | 2.5 | WMSGS02 | 0.7 | BULD04 | 4 | ZVDF02 | 0
3495.4598 | 3.5435 | 600 | 72203.76 | 120.3396 | 583.5 | 2862.47 | 523.857 | 3969.827 | 68233.933 | 39869.73 | 28364.203 | VRF | 1 | LI01 | 9.9 | ENT02 | 2 | ENV02 | 3.7 | WMSGS01 | 0.3 | BULD01 | 1 | ZVDF01 | 1
3495.4598 | 3.5435 | 600 | 73614.54 | 122.6909 | 583.5 | 2862.47 | 543.9923 | 3989.9623 | 69624.5777 | 39869.73 | 29754.8477 | VRF | 1 | LI01 | 9.9 | ENT02 | 2 | ENV02 | 3.7 | WMSGS01 | 0.3 | BULD01 | 1 | ZVDF02 | 0
3495.4598 | 3.5435 | 600 | 73306.72 | 122.1779 | 583.5 | 2862.47 | 466.7552 | 3912.7252 | 69393.9948 | 39869.73 | 29524.2648 | VRF | 1 | LI01 | 9.9 | ENT01 | 1 | ENV01 | 2.5 | WMSGS01 | 0.3 | BULD03 | 3 | ZVDF01 | 1
3495.4598 | 3.5435 | 600 | 72418.33 | 120.6972 | 583.5 | 2862.47 | 540.5851 | 3986.5551 | 68431.7749 | 39869.73 | 28562.0449 | VRF | 1 | LI01 | 9.9 | ENT02 | 2 | ENV02 | 3.7 | WMSGS01 | 0.3 | BULD02 | 2 | ZVDF01 | 1
3495.4598 | 3.5435 | 600 | 73931.92 | 123.2199 | 583.5 | 2862.47 | 559.5461 | 4005.5161 | 69926.4039 | 39869.73 | 30056.6739 | VRF | 1 | LI01 | 9.9 | ENT02 | 2 | ENV02 | 3.7 | WMSGS01 | 0.3 | BULD02 | 2 | ZVDF02 | 0
3495.4598 | 3.5435 | 600 | 72577.25 | 120.9621 | 583.5 | 2862.47 | 566.5271 | 4012.4971 | 68564.7529 | 39869.73 | 28695.0229 | VRF | 1 | LI01 | 9.9 | ENT02 | 2 | ENV02 | 3.7 | WMSGS01 | 0.3 | BULD03 | 3 | ZVDF01 | 1
3495.4598 | 3.5435 | 600 | 74289.66 | 123.8161 | 583.5 | 2862.47 | 583.1469 | 4029.1169 | 70260.5431 | 39869.73 | 30390.8131 | VRF | 1 | LI01 | 9.9 | ENT02 | 2 | ENV02 | 3.7 | WMSGS01 | 0.3 | BULD03 | 3 | ZVDF02 | 0
3495.4598 | 3.5435 | 600 | 72569.13 | 120.9486 | 583.5 | 2862.47 | 558.7083 | 4004.6783 | 68564.4517 | 39869.73 | 28694.7217 | VRF | 1 | LI01 | 9.9 | ENT02 | 2 | ENV02 | 3.7 | WMSGS01 | 0.3 | BULD04 | 4 | ZVDF01 | 1
3495.4598 | 3.5435 | 600 | 74142.27 | 123.5705 | 583.5 | 2862.47 | 576.7373 | 4022.7073 | 70119.5627 | 39869.73 | 30249.8327 | VRF | 1 | LI01 | 9.9 | ENT02 | 2 | ENV02 | 3.7 | WMSGS01 | 0.3 | BULD04 | 4 | ZVDF02 | 0
3495.4598 | 3.5435 | 600 | 72736.5 | 121.2275 | 583.5 | 2862.47 | 566.3464 | 4012.3164 | 68724.1836 | 39869.73 | 28854.4536 | VRF | 1 | LI01 | 9.9 | ENT02 | 2 | ENV02 | 3.7 | WMSGS02 | 0.7 | BULD01 | 1 | ZVDF01 | 1
3495.4598 | 3.5435 | 600 | 74423.17 | 124.0386 | 583.5 | 2862.47 | 583.0238 | 4028.9938 | 70394.1762 | 39869.73 | 30524.4462 | VRF | 1 | LI01 | 9.9 | ENT02 | 2 | ENV02 | 3.7 | WMSGS02 | 0.7 | BULD01 | 1 | ZVDF02 | 0
3495.4598 | 3.5435 | 600 | 73150.22 | 121.917 | 583.5 | 2862.47 | 592.3158 | 4038.2858 | 69111.9342 | 39869.73 | 29242.2042 | VRF | 1 | LI01 | 9.9 | ENT02 | 2 | ENV02 | 3.7 | WMSGS02 | 0.7 | BULD02 | 2 | ZVDF01 | 1
3495.4598 | 3.5435 | 600 | 74965.83 | 124.943 | 583.5 | 2862.47 | 607.3213 | 4053.2913 | 70912.5387 | 39869.73 | 31042.8087 | VRF | 1 | LI01 | 9.9 | ENT02 | 2 | ENV02 | 3.7 | WMSGS02 | 0.7 | BULD02 | 2 | ZVDF02 | 0
3495.4598 | 3.5435 | 600 | 73732.15 | 122.8869 | 583.5 | 2862.47 | 473.6182 | 3919.5882 | 69812.5618 | 39869.73 | 29942.8318 | VRF | 1 | LI01 | 9.9 | ENT01 | 1 | ENV01 | 2.5 | WMSGS01 | 0.3 | BULD03 | 3 | ZVDF02 | 0
3495.4598 | 3.5435 | 600 | 73553.9 | 122.5898 | 583.5 | 2862.47 | 630.8926 | 4076.8626 | 69477.0374 | 39869.73 | 29607.3074 | VRF | 1 | LI01 | 9.9 | ENT02 | 2 | ENV02 | 3.7 | WMSGS02 | 0.7 | BULD03 | 3 | ZVDF01 | 1
3495.4598 | 3.5435 | 600 | 75591.31 | 125.9855 | 583.5 | 2862.47 | 642.1567 | 4088.1267 | 71503.1833 | 39869.73 | 31633.4533 | VRF | 1 | LI01 | 9.9 | ENT02 | 2 | ENV02 | 3.7 | WMSGS02 | 0.7 | BULD03 | 3 | ZVDF02 | 0
3495.4598 | 3.5435 | 600 | 73501.24 | 122.5021 | 583.5 | 2862.47 | 617.0019 | 4062.9719 | 69438.2681 | 39869.73 | 29568.5381 | VRF | 1 | LI01 | 9.9 | ENT02 | 2 | ENV02 | 3.7 | WMSGS02 | 0.7 | BULD04 | 4 | ZVDF01 | 1
3495.4598 | 3.5435 | 600 | 75379.04 | 125.6317 | 583.5 | 2862.47 | 630.5125 | 4076.4825 | 71302.5575 | 39869.73 | 31432.8275 | VRF | 1 | LI01 | 9.9 | ENT02 | 2 | ENV02 | 3.7 | WMSGS02 | 0.7 | BULD04 | 4 | ZVDF02 | 0
3495.4598 | 3.5435 | 600 | 100704.78 | 167.8413 | 1391.07 | 2862.47 | 497.26 | 4750.8 | 95953.98 | 39869.73 | 56084.25 | VRF | 1 | LI02 | 23.6016 | ENT01 | 1 | ENV01 | 2.5 | WMSGS01 | 0.3 | BULD01 | 1 | ZVDF01 | 1
3495.4598 | 3.5435 | 600 | 101644.52 | 169.4075 | 1391.07 | 2862.47 | 504.5414 | 4758.0814 | 96886.4386 | 39869.73 | 57016.7086 | VRF | 1 | LI02 | 23.6016 | ENT01 | 1 | ENV01 | 2.5 | WMSGS01 | 0.3 | BULD01 | 1 | ZVDF02 | 0
3495.4598 | 3.5435 | 600 | 100781.47 | 167.9691 | 1391.07 | 2862.47 | 557.3639 | 4810.9039 | 95970.5661 | 39869.73 | 56100.8361 | VRF | 1 | LI02 | 23.6016 | ENT01 | 1 | ENV01 | 2.5 | WMSGS01 | 0.3 | BULD02 | 2 | ZVDF01 | 1
3495.4598 | 3.5435 | 600 | 101719.88 | 169.5331 | 1391.07 | 2862.47 | 564.972 | 4818.512 | 96901.368 | 39869.73 | 57031.638 | VRF | 1 | LI02 | 23.6016 | ENT01 | 1 | ENV01 | 2.5 | WMSGS01 | 0.3 | BULD02 | 2 | ZVDF02 | 0
3495.4598 | 3.5435 | 600 | 100788.92 | 167.9815 | 1391.07 | 2862.47 | 563.7354 | 4817.2754 | 95971.6446 | 39869.73 | 56101.9146 | VRF | 1 | LI02 | 23.6016 | ENT01 | 1 | ENV01 | 2.5 | WMSGS01 | 0.3 | BULD03 | 3 | ZVDF01 | 1
3495.4598 | 3.5435 | 600 | 101799.28 | 169.6655 | 1391.07 | 2862.47 | 571.0141 | 4824.5541 | 96974.7259 | 39869.73 | 57104.9959 | VRF | 1 | LI02 | 23.6016 | ENT01 | 1 | ENV01 | 2.5 | WMSGS01 | 0.3 | BULD03 | 3 | ZVDF02 | 0
3495.4598 | 3.5435 | 600 | 73169.3 | 121.9488 | 583.5 | 2862.47 | 400.6176 | 3846.5876 | 69322.7124 | 39869.73 | 29452.9824 | VRF | 1 | LI01 | 9.9 | ENT01 | 1 | ENV01 | 2.5 | WMSGS01 | 0.3 | BULD04 | 4 | ZVDF01 | 1
3495.4598 | 3.5435 | 600 | 100657.66 | 167.7628 | 1391.07 | 2862.47 | 495.7652 | 4749.3052 | 95908.3548 | 39869.73 | 56038.6248 | VRF | 1 | LI02 | 23.6016 | ENT01 | 1 | ENV01 | 2.5 | WMSGS01 | 0.3 | BULD04 | 4 | ZVDF01 | 1
3495.4598 | 3.5435 | 600 | 101677.58 | 169.4626 | 1391.07 | 2862.47 | 502.5859 | 4756.1259 | 96921.4541 | 39869.73 | 57051.7241 | VRF | 1 | LI02 | 23.6016 | ENT01 | 1 | ENV01 | 2.5 | WMSGS01 | 0.3 | BULD04 | 4 | ZVDF02 | 0
3495.4598 | 3.5435 | 600 | 100940.87 | 168.2348 | 1391.07 | 2862.47 | 512.8308 | 4766.3708 | 96174.4992 | 39869.73 | 56304.7692 | VRF | 1 | LI02 | 23.6016 | ENT01 | 1 | ENV01 | 2.5 | WMSGS02 | 0.7 | BULD01 | 1 | ZVDF01 | 1
3495.4598 | 3.5435 | 600 | 101948.64 | 169.9144 | 1391.07 | 2862.47 | 519.8547 | 4773.3947 | 97175.2453 | 39869.73 | 57305.5153 | VRF | 1 | LI02 | 23.6016 | ENT01 | 1 | ENV01 | 2.5 | WMSGS02 | 0.7 | BULD01 | 1 | ZVDF02 | 0
3495.4598 | 3.5435 | 600 | 101093.87 | 168.4898 | 1391.07 | 2862.47 | 576.4411 | 4829.9811 | 96263.8889 | 39869.73 | 56394.1589 | VRF | 1 | LI02 | 23.6016 | ENT01 | 1 | ENV01 | 2.5 | WMSGS02 | 0.7 | BULD02 | 2 | ZVDF01 | 1
3495.4598 | 3.5435 | 600 | 102114.65 | 170.1911 | 1391.07 | 2862.47 | 583.3967 | 4836.9367 | 97277.7133 | 39869.73 | 57407.9833 | VRF | 1 | LI02 | 23.6016 | ENT01 | 1 | ENV01 | 2.5 | WMSGS02 | 0.7 | BULD02 | 2 | ZVDF02 | 0
3495.4598 | 3.5435 | 600 | 101218.98 | 168.6983 | 1391.07 | 2862.47 | 591.1955 | 4844.7355 | 96374.2445 | 39869.73 | 56504.5145 | VRF | 1 | LI02 | 23.6016 | ENT01 | 1 | ENV01 | 2.5 | WMSGS02 | 0.7 | BULD03 | 3 | ZVDF01 | 1
3495.4598 | 3.5435 | 600 | 102354.53 | 170.5909 | 1391.07 | 2862.47 | 597.1985 | 4850.7385 | 97503.7915 | 39869.73 | 57634.0615 | VRF | 1 | LI02 | 23.6016 | ENT01 | 1 | ENV01 | 2.5 | WMSGS02 | 0.7 | BULD03 | 3 | ZVDF02 | 0
3495.4598 | 3.5435 | 600 | 101047.96 | 168.4133 | 1391.07 | 2862.47 | 520.717 | 4774.257 | 96273.703 | 39869.73 | 56403.973 | VRF | 1 | LI02 | 23.6016 | ENT01 | 1 | ENV01 | 2.5 | WMSGS02 | 0.7 | BULD04 | 4 | ZVDF01 | 1
3495.4598 | 3.5435 | 600 | 102168.9 | 170.2815 | 1391.07 | 2862.47 | 526.9217 | 4780.4617 | 97388.4383 | 39869.73 | 57518.7083 | VRF | 1 | LI02 | 23.6016 | ENT01 | 1 | ENV01 | 2.5 | WMSGS02 | 0.7 | BULD04 | 4 | ZVDF02 | 0
3495.4598 | 3.5435 | 600 | 73588.9 | 122.6482 | 583.5 | 2862.47 | 406.234 | 3852.204 | 69736.696 | 39869.73 | 29866.966 | VRF | 1 | LI01 | 9.9 | ENT01 | 1 | ENV01 | 2.5 | WMSGS01 | 0.3 | BULD04 | 4 | ZVDF02 | 0
3495.4598 | 3.5435 | 600 | 99297.27 | 165.4955 | 1391.07 | 2862.47 | 550.6705 | 4804.2105 | 94493.0595 | 39869.73 | 54623.3295 | VRF | 1 | LI02 | 23.6016 | ENT01 | 1 | ENV02 | 3.7 | WMSGS01 | 0.3 | BULD01 | 1 | ZVDF01 | 1
3495.4598 | 3.5435 | 600 | 100662.47 | 167.7708 | 1391.07 | 2862.47 | 561.7557 | 4815.2957 | 95847.1743 | 39869.73 | 55977.4443 | VRF | 1 | LI02 | 23.6016 | ENT01 | 1 | ENV02 | 3.7 | WMSGS01 | 0.3 | BULD01 | 1 | ZVDF02 | 0
3495.4598 | 3.5435 | 600 | 99395.95 | 165.6599 | 1391.07 | 2862.47 | 584.3586 | 4837.8986 | 94558.0514 | 39869.73 | 54688.3214 | VRF | 1 | LI02 | 23.6016 | ENT01 | 1 | ENV02 | 3.7 | WMSGS01 | 0.3 | BULD02 | 2 | ZVDF01 | 1
3495.4598 | 3.5435 | 600 | 100781.3 | 167.9688 | 1391.07 | 2862.47 | 594.5146 | 4848.0546 | 95933.2454 | 39869.73 | 56063.5154 | VRF | 1 | LI02 | 23.6016 | ENT01 | 1 | ENV02 | 3.7 | WMSGS01 | 0.3 | BULD02 | 2 | ZVDF02 | 0
3495.4598 | 3.5435 | 600 | 99444.35 | 165.7406 | 1391.07 | 2862.47 | 590.0832 | 4843.6232 | 94600.7268 | 39869.73 | 54730.9968 | VRF | 1 | LI02 | 23.6016 | ENT01 | 1 | ENV02 | 3.7 | WMSGS01 | 0.3 | BULD03 | 3 | ZVDF01 | 1
3495.4598 | 3.5435 | 600 | 100936.17 | 168.2269 | 1391.07 | 2862.47 | 599.6586 | 4853.1986 | 96082.9714 | 39869.73 | 56213.2414 | VRF | 1 | LI02 | 23.6016 | ENT01 | 1 | ENV02 | 3.7 | WMSGS01 | 0.3 | BULD03 | 3 | ZVDF02 | 0
3495.4598 | 3.5435 | 600 | 99381.9 | 165.6365 | 1391.07 | 2862.47 | 554.8022 | 4808.3422 | 94573.5578 | 39869.73 | 54703.8278 | VRF | 1 | LI02 | 23.6016 | ENT01 | 1 | ENV02 | 3.7 | WMSGS01 | 0.3 | BULD04 | 4 | ZVDF01 | 1
3495.4598 | 3.5435 | 600 | 100831.65 | 168.0527 | 1391.07 | 2862.47 | 565.2861 | 4818.8261 | 96012.8239 | 39869.73 | 56143.0939 | VRF | 1 | LI02 | 23.6016 | ENT01 | 1 | ENV02 | 3.7 | WMSGS01 | 0.3 | BULD04 | 4 | ZVDF02 | 0
3495.4598 | 3.5435 | 600 | 99649.24 | 166.0821 | 1391.07 | 2862.47 | 571.0944 | 4824.6344 | 94824.6056 | 39869.73 | 54954.8756 | VRF | 1 | LI02 | 23.6016 | ENT01 | 1 | ENV02 | 3.7 | WMSGS02 | 0.7 | BULD01 | 1 | ZVDF01 | 1
3495.4598 | 3.5435 | 600 | 101144.33 | 168.5739 | 1391.07 | 2862.47 | 580.9986 | 4834.5386 | 96309.7914 | 39869.73 | 56440.0614 | VRF | 1 | LI02 | 23.6016 | ENT01 | 1 | ENV02 | 3.7 | WMSGS02 | 0.7 | BULD01 | 1 | ZVDF02 | 0
3495.4598 | 3.5435 | 600 | 73423.51 | 122.3725 | 583.5 | 2862.47 | 418.6 | 3864.57 | 69558.94 | 39869.73 | 29689.21 | VRF | 1 | LI01 | 9.9 | ENT01 | 1 | ENV01 | 2.5 | WMSGS02 | 0.7 | BULD01 | 1 | ZVDF01 | 1
3495.4598 | 3.5435 | 600 | 99852.84 | 166.4214 | 1391.07 | 2862.47 | 608.3477 | 4861.8877 | 94990.9523 | 39869.73 | 55121.2223 | VRF | 1 | LI02 | 23.6016 | ENT01 | 1 | ENV02 | 3.7 | WMSGS02 | 0.7 | BULD02 | 2 | ZVDF01 | 1
3495.4598 | 3.5435 | 600 | 101378.69 | 168.9645 | 1391.07 | 2862.47 | 617.0396 | 4870.5796 | 96508.1104 | 39869.73 | 56638.3804 | VRF | 1 | LI02 | 23.6016 | ENT01 | 1 | ENV02 | 3.7 | WMSGS02 | 0.7 | BULD02 | 2 | ZVDF02 | 0
3495.4598 | 3.5435 | 600 | 100063.53 | 166.7725 | 1391.07 | 2862.47 | 623.5522 | 4877.0922 | 95186.4378 | 39869.73 | 55316.7078 | VRF | 1 | LI02 | 23.6016 | ENT01 | 1 | ENV02 | 3.7 | WMSGS02 | 0.7 | BULD03 | 3 | ZVDF01 | 1
3495.4598 | 3.5435 | 600 | 101728.05 | 169.5467 | 1391.07 | 2862.47 | 630.9681 | 4884.5081 | 96843.5419 | 39869.73 | 56973.8119 | VRF | 1 | LI02 | 23.6016 | ENT01 | 1 | ENV02 | 3.7 | WMSGS02 | 0.7 | BULD03 | 3 | ZVDF02 | 0
3495.4598 | 3.5435 | 600 | 99972.1 | 166.6202 | 1391.07 | 2862.47 | 586.7445 | 4840.2845 | 95131.8155 | 39869.73 | 55262.0855 | VRF | 1 | LI02 | 23.6016 | ENT01 | 1 | ENV02 | 3.7 | WMSGS02 | 0.7 | BULD04 | 4 | ZVDF01 | 1
3495.4598 | 3.5435 | 600 | 101581.16 | 169.3019 | 1391.07 | 2862.47 | 595.5698 | 4849.1098 | 96732.0502 | 39869.73 | 56862.3202 | VRF | 1 | LI02 | 23.6016 | ENT01 | 1 | ENV02 | 3.7 | WMSGS02 | 0.7 | BULD04 | 4 | ZVDF02 | 0
3495.4598 | 3.5435 | 600 | 101355.5 | 168.9258 | 1391.07 | 2862.47 | 665.7093 | 4919.2493 | 96436.2507 | 39869.73 | 56566.5207 | VRF | 1 | LI02 | 23.6016 | ENT02 | 2 | ENV01 | 2.5 | WMSGS01 | 0.3 | BULD01 | 1 | ZVDF01 | 1
3495.4598 | 3.5435 | 600 | 103451.93 | 172.4199 | 1391.07 | 2862.47 | 676.274 | 4929.814 | 98522.116 | 39869.73 | 58652.386 | VRF | 1 | LI02 | 23.6016 | ENT02 | 2 | ENV01 | 2.5 | WMSGS01 | 0.3 | BULD01 | 1 | ZVDF02 | 0
3495.4598 | 3.5435 | 600 | 101660.03 | 169.4334 | 1391.07 | 2862.47 | 685.5361 | 4939.0761 | 96720.9539 | 39869.73 | 56851.2239 | VRF | 1 | LI02 | 23.6016 | ENT02 | 2 | ENV01 | 2.5 | WMSGS01 | 0.3 | BULD02 | 2 | ZVDF01 | 1
3495.4598 | 3.5435 | 600 | 103757.81 | 172.9297 | 1391.07 | 2862.47 | 695.0198 | 4948.5598 | 98809.2502 | 39869.73 | 58939.5202 | VRF | 1 | LI02 | 23.6016 | ENT02 | 2 | ENV01 | 2.5 | WMSGS01 | 0.3 | BULD02 | 2 | ZVDF02 | 0
3495.4598 | 3.5435 | 600 | 73894.14 | 123.1569 | 583.5 | 2862.47 | 424.1471 | 3870.1171 | 70024.0229 | 39869.73 | 30154.2929 | VRF | 1 | LI01 | 9.9 | ENT01 | 1 | ENV01 | 2.5 | WMSGS02 | 0.7 | BULD01 | 1 | ZVDF02 | 0
3495.4598 | 3.5435 | 600 | 88818.79 | 148.0313 | 583.5 | 2862.47 | 382.5772 | 3828.5472 | 84990.2428 | 39869.73 | 45120.5128 | Splitao | 2 | LI01 | 9.9 | ENT01 | 1 | ENV01 | 2.5 | WMSGS01 | 0.3 | BULD01 | 1 | ZVDF01 | 1
3495.4598 | 3.5435 | 600 | 110445.56 | 184.0759 | 1391.07 | 2862.47 | 699.5368 | 4953.0768 | 105492.4832 | 39869.73 | 65622.7532 | Splitao | 2 | LI02 | 23.6016 | ENT02 | 2 | ENV01 | 2.5 | WMSGS01 | 0.3 | BULD03 | 3 | ZVDF01 | 1
3495.4598 | 3.5435 | 600 | 113045.52 | 188.4092 | 1391.07 | 2862.47 | 701.6545 | 4955.1945 | 108090.3255 | 39869.73 | 68220.5955 | Splitao | 2 | LI02 | 23.6016 | ENT02 | 2 | ENV01 | 2.5 | WMSGS01 | 0.3 | BULD03 | 3 | ZVDF02 | 0
3495.4598 | 3.5435 | 600 | 110466.74 | 184.1112 | 1391.07 | 2862.47 | 691.4726 | 4945.0126 | 105521.7274 | 39869.73 | 65651.9974 | Splitao | 2 | LI02 | 23.6016 | ENT02 | 2 | ENV01 | 2.5 | WMSGS01 | 0.3 | BULD04 | 4 | ZVDF01 | 1
3495.4598 | 3.5435 | 600 | 112768.27 | 187.9471 | 1391.07 | 2862.47 | 695.9702 | 4949.5102 | 107818.7598 | 39869.73 | 67949.0298 | Splitao | 2 | LI02 | 23.6016 | ENT02 | 2 | ENV01 | 2.5 | WMSGS01 | 0.3 | BULD04 | 4 | ZVDF02 | 0
3495.4598 | 3.5435 | 600 | 110530.86 | 184.2181 | 1391.07 | 2862.47 | 680.2728 | 4933.8128 | 105597.0472 | 39869.73 | 65727.3172 | Splitao | 2 | LI02 | 23.6016 | ENT02 | 2 | ENV01 | 2.5 | WMSGS02 | 0.7 | BULD01 | 1 | ZVDF01 | 1
3495.4598 | 3.5435 | 600 | 112949.28 | 188.2488 | 1391.07 | 2862.47 | 683.0719 | 4936.6119 | 108012.6681 | 39869.73 | 68142.9381 | Splitao | 2 | LI02 | 23.6016 | ENT02 | 2 | ENV01 | 2.5 | WMSGS02 | 0.7 | BULD01 | 1 | ZVDF02 | 0
3495.4598 | 3.5435 | 600 | 110889.59 | 184.816 | 1391.07 | 2862.47 | 716.6567 | 4970.1967 | 105919.3933 | 39869.73 | 66049.6633 | Splitao | 2 | LI02 | 23.6016 | ENT02 | 2 | ENV01 | 2.5 | WMSGS02 | 0.7 | BULD02 | 2 | ZVDF01 | 1
3495.4598 | 3.5435 | 600 | 113118.61 | 188.531 | 1391.07 | 2862.47 | 724.0303 | 4977.5703 | 108141.0397 | 39869.73 | 68271.3097 | Splitao | 2 | LI02 | 23.6016 | ENT02 | 2 | ENV01 | 2.5 | WMSGS02 | 0.7 | BULD02 | 2 | ZVDF02 | 0
3495.4598 | 3.5435 | 600 | 111870.58 | 186.451 | 1391.07 | 2862.47 | 760.3956 | 5013.9356 | 106856.6444 | 39869.73 | 66986.9144 | Splitao | 2 | LI02 | 23.6016 | ENT02 | 2 | ENV01 | 2.5 | WMSGS02 | 0.7 | BULD03 | 3 | ZVDF01 | 1
3495.4598 | 3.5435 | 600 | 114761.54 | 191.2692 | 1391.07 | 2862.47 | 759.204 | 5012.744 | 109748.796 | 39869.73 | 69879.066 | Splitao | 2 | LI02 | 23.6016 | ENT02 | 2 | ENV01 | 2.5 | WMSGS02 | 0.7 | BULD03 | 3 | ZVDF02 | 0
3495.4598 | 3.5435 | 600 | 86912.08 | 144.8535 | 583.5 | 2862.47 | 458.2816 | 3904.2516 | 83007.8284 | 39869.73 | 43138.0984 | Splitao | 2 | LI01 | 9.9 | ENT01 | 1 | ENV01 | 2.5 | WMSGS02 | 0.7 | BULD02 | 2 | ZVDF01 | 1
3495.4598 | 3.5435 | 600 | 111793.87 | 186.3231 | 1391.07 | 2862.47 | 749.9418 | 5003.4818 | 106790.3882 | 39869.73 | 66920.6582 | Splitao | 2 | LI02 | 23.6016 | ENT02 | 2 | ENV01 | 2.5 | WMSGS02 | 0.7 | BULD04 | 4 | ZVDF01 | 1
3495.4598 | 3.5435 | 600 | 114207.86 | 190.3464 | 1391.07 | 2862.47 | 753.8543 | 5007.3943 | 109200.4657 | 39869.73 | 69330.7357 | Splitao | 2 | LI02 | 23.6016 | ENT02 | 2 | ENV01 | 2.5 | WMSGS02 | 0.7 | BULD04 | 4 | ZVDF02 | 0
3495.4598 | 3.5435 | 600 | 109996.02 | 183.3267 | 1391.07 | 2862.47 | 683.0191 | 4936.5591 | 105059.4609 | 39869.73 | 65189.7309 | Splitao | 2 | LI02 | 23.6016 | ENT02 | 2 | ENV02 | 3.7 | WMSGS01 | 0.3 | BULD01 | 1 | ZVDF01 | 1
3495.4598 | 3.5435 | 600 | 112354.94 | 187.2582 | 1391.07 | 2862.47 | 686.5239 | 4940.0639 | 107414.8761 | 39869.73 | 67545.1461 | Splitao | 2 | LI02 | 23.6016 | ENT02 | 2 | ENV02 | 3.7 | WMSGS01 | 0.3 | BULD01 | 1 | ZVDF02 | 0
3495.4598 | 3.5435 | 600 | 110109.09 | 183.5152 | 1391.07 | 2862.47 | 699.375 | 4952.915 | 105156.175 | 39869.73 | 65286.445 | Splitao | 2 | LI02 | 23.6016 | ENT02 | 2 | ENV02 | 3.7 | WMSGS01 | 0.3 | BULD02 | 2 | ZVDF01 | 1
3495.4598 | 3.5435 | 600 | 112296.21 | 187.1603 | 1391.07 | 2862.47 | 706.4243 | 4959.9643 | 107336.2457 | 39869.73 | 67466.5157 | Splitao | 2 | LI02 | 23.6016 | ENT02 | 2 | ENV02 | 3.7 | WMSGS01 | 0.3 | BULD02 | 2 | ZVDF02 | 0
3495.4598 | 3.5435 | 600 | 110627.32 | 184.3789 | 1391.07 | 2862.47 | 718.2713 | 4971.8113 | 105655.5087 | 39869.73 | 65785.7787 | Splitao | 2 | LI02 | 23.6016 | ENT02 | 2 | ENV02 | 3.7 | WMSGS01 | 0.3 | BULD03 | 3 | ZVDF01 | 1
3495.4598 | 3.5435 | 600 | 113298.69 | 188.8311 | 1391.07 | 2862.47 | 719.3716 | 4972.9116 | 108325.7784 | 39869.73 | 68456.0484 | Splitao | 2 | LI02 | 23.6016 | ENT02 | 2 | ENV02 | 3.7 | WMSGS01 | 0.3 | BULD03 | 3 | ZVDF02 | 0
3495.4598 | 3.5435 | 600 | 110624.81 | 184.3747 | 1391.07 | 2862.47 | 714.4464 | 4967.9864 | 105656.8236 | 39869.73 | 65787.0936 | Splitao | 2 | LI02 | 23.6016 | ENT02 | 2 | ENV02 | 3.7 | WMSGS01 | 0.3 | BULD04 | 4 | ZVDF01 | 1
3495.4598 | 3.5435 | 600 | 112997.76 | 188.3296 | 1391.07 | 2862.47 | 718.1964 | 4971.7364 | 108026.0236 | 39869.73 | 68156.2936 | Splitao | 2 | LI02 | 23.6016 | ENT02 | 2 | ENV02 | 3.7 | WMSGS01 | 0.3 | BULD04 | 4 | ZVDF02 | 0
3495.4598 | 3.5435 | 600 | 84930.89 | 141.5515 | 583.5 | 2862.47 | 461.4224 | 3907.3924 | 81023.4976 | 39869.73 | 41153.7676 | Splitao | 2 | LI01 | 9.9 | ENT01 | 1 | ENV01 | 2.5 | WMSGS02 | 0.7 | BULD02 | 2 | ZVDF02 | 0
3495.4598 | 3.5435 | 600 | 110861.35 | 184.7689 | 1391.07 | 2862.47 | 720.68 | 4974.22 | 105887.13 | 39869.73 | 66017.4 | Splitao | 2 | LI02 | 23.6016 | ENT02 | 2 | ENV02 | 3.7 | WMSGS02 | 0.7 | BULD01 | 1 | ZVDF01 | 1
3495.4598 | 3.5435 | 600 | 113434.68 | 189.0578 | 1391.07 | 2862.47 | 721.9007 | 4975.4407 | 108459.2393 | 39869.73 | 68589.5093 | Splitao | 2 | LI02 | 23.6016 | ENT02 | 2 | ENV02 | 3.7 | WMSGS02 | 0.7 | BULD01 | 1 | ZVDF02 | 0
3495.4598 | 3.5435 | 600 | 111149.83 | 185.2497 | 1391.07 | 2862.47 | 748.614 | 5002.154 | 106147.676 | 39869.73 | 66277.946 | Splitao | 2 | LI02 | 23.6016 | ENT02 | 2 | ENV02 | 3.7 | WMSGS02 | 0.7 | BULD02 | 2 | ZVDF01 | 1
3495.4598 | 3.5435 | 600 | 113481.38 | 189.1356 | 1391.07 | 2862.47 | 755.1629 | 5008.7029 | 108472.6771 | 39869.73 | 68602.9471 | Splitao | 2 | LI02 | 23.6016 | ENT02 | 2 | ENV02 | 3.7 | WMSGS02 | 0.7 | BULD02 | 2 | ZVDF02 | 0
3495.4598 | 3.5435 | 600 | 112145.85 | 186.9098 | 1391.07 | 2862.47 | 779.8505 | 5033.3905 | 107112.4595 | 39869.73 | 67242.7295 | Splitao | 2 | LI02 | 23.6016 | ENT02 | 2 | ENV02 | 3.7 | WMSGS02 | 0.7 | BULD03 | 3 | ZVDF01 | 1
3495.4598 | 3.5435 | 600 | 115078.27 | 191.7971 | 1391.07 | 2862.47 | 777.9137 | 5031.4537 | 110046.8163 | 39869.73 | 70177.0863 | Splitao | 2 | LI02 | 23.6016 | ENT02 | 2 | ENV02 | 3.7 | WMSGS02 | 0.7 | BULD03 | 3 | ZVDF02 | 0
3495.4598 | 3.5435 | 600 | 111970 | 186.6167 | 1391.07 | 2862.47 | 773.9241 | 5027.4641 | 106942.5359 | 39869.73 | 67072.8059 | Splitao | 2 | LI02 | 23.6016 | ENT02 | 2 | ENV02 | 3.7 | WMSGS02 | 0.7 | BULD04 | 4 | ZVDF01 | 1
3495.4598 | 3.5435 | 600 | 114460.47 | 190.7674 | 1391.07 | 2862.47 | 777.2106 | 5030.7506 | 109429.7194 | 39869.73 | 69559.9894 | Splitao | 2 | LI02 | 23.6016 | ENT02 | 2 | ENV02 | 3.7 | WMSGS02 | 0.7 | BULD04 | 4 | ZVDF02 | 0
3495.4598 | 3.5435 | 600 | 87449.06 | 145.7484 | 583.5 | 2862.47 | 481.3504 | 3927.3204 | 83521.7396 | 39869.73 | 43652.0096 | Splitao | 2 | LI01 | 9.9 | ENT01 | 1 | ENV01 | 2.5 | WMSGS02 | 0.7 | BULD03 | 3 | ZVDF01 | 1
3495.4598 | 3.5435 | 600 | 85944.44 | 143.2407 | 583.5 | 2862.47 | 482.6056 | 3928.5756 | 82015.8644 | 39869.73 | 42146.1344 | Splitao | 2 | LI01 | 9.9 | ENT01 | 1 | ENV01 | 2.5 | WMSGS02 | 0.7 | BULD03 | 3 | ZVDF02 | 0
3495.4598 | 3.5435 | 600 | 87107.87 | 145.1798 | 583.5 | 2862.47 | 402.3808 | 3848.3508 | 83259.5192 | 39869.73 | 43389.7892 | Splitao | 2 | LI01 | 9.9 | ENT01 | 1 | ENV01 | 2.5 | WMSGS02 | 0.7 | BULD04 | 4 | ZVDF01 | 1
3495.4598 | 3.5435 | 600 | 85260.2 | 142.1003 | 583.5 | 2862.47 | 403.5547 | 3849.5247 | 81410.6753 | 39869.73 | 41540.9453 | Splitao | 2 | LI01 | 9.9 | ENT01 | 1 | ENV01 | 2.5 | WMSGS02 | 0.7 | BULD04 | 4 | ZVDF02 | 0
3495.4598 | 3.5435 | 600 | 85156.32 | 141.9272 | 583.5 | 2862.47 | 396.9496 | 3842.9196 | 81313.4004 | 39869.73 | 41443.6704 | Splitao | 2 | LI01 | 9.9 | ENT01 | 1 | ENV02 | 3.7 | WMSGS01 | 0.3 | BULD01 | 1 | ZVDF01 | 1
3495.4598 | 3.5435 | 600 | 82604.91 | 137.6748 | 583.5 | 2862.47 | 401.7474 | 3847.7174 | 78757.1926 | 39869.73 | 38887.4626 | Splitao | 2 | LI01 | 9.9 | ENT01 | 1 | ENV02 | 3.7 | WMSGS01 | 0.3 | BULD01 | 1 | ZVDF02 | 0
3495.4598 | 3.5435 | 600 | 84500.67 | 140.8344 | 583.5 | 2862.47 | 430.9395 | 3876.9095 | 80623.7605 | 39869.73 | 40754.0305 | Splitao | 2 | LI01 | 9.9 | ENT01 | 1 | ENV02 | 3.7 | WMSGS01 | 0.3 | BULD02 | 2 | ZVDF01 | 1
3495.4598 | 3.5435 | 600 | 82138.95 | 136.8982 | 583.5 | 2862.47 | 436.1568 | 3882.1268 | 78256.8232 | 39869.73 | 38387.0932 | Splitao | 2 | LI01 | 9.9 | ENT01 | 1 | ENV02 | 3.7 | WMSGS01 | 0.3 | BULD02 | 2 | ZVDF02 | 0
3495.4598 | 3.5435 | 600 | 86032.62 | 143.3877 | 583.5 | 2862.47 | 384.1652 | 3830.1352 | 82202.4848 | 39869.73 | 42332.7548 | Splitao | 2 | LI01 | 9.9 | ENT01 | 1 | ENV01 | 2.5 | WMSGS01 | 0.3 | BULD01 | 1 | ZVDF02 | 0
3495.4598 | 3.5435 | 600 | 84515.32 | 140.8589 | 583.5 | 2862.47 | 438.2411 | 3884.2111 | 80631.1089 | 39869.73 | 40761.3789 | Splitao | 2 | LI01 | 9.9 | ENT01 | 1 | ENV02 | 3.7 | WMSGS01 | 0.3 | BULD03 | 3 | ZVDF01 | 1
3495.4598 | 3.5435 | 600 | 82378.65 | 137.2977 | 583.5 | 2862.47 | 443.0949 | 3889.0649 | 78489.5851 | 39869.73 | 38619.8551 | Splitao | 2 | LI01 | 9.9 | ENT01 | 1 | ENV02 | 3.7 | WMSGS01 | 0.3 | BULD03 | 3 | ZVDF02 | 0
3495.4598 | 3.5435 | 600 | 84557.84 | 140.9297 | 583.5 | 2862.47 | 397.7071 | 3843.6771 | 80714.1629 | 39869.73 | 40844.4329 | Splitao | 2 | LI01 | 9.9 | ENT01 | 1 | ENV02 | 3.7 | WMSGS01 | 0.3 | BULD04 | 4 | ZVDF01 | 1
3495.4598 | 3.5435 | 600 | 82140.71 | 136.9012 | 583.5 | 2862.47 | 402.5604 | 3848.5304 | 78292.1796 | 39869.73 | 38422.4496 | Splitao | 2 | LI01 | 9.9 | ENT01 | 1 | ENV02 | 3.7 | WMSGS01 | 0.3 | BULD04 | 4 | ZVDF02 | 0
3495.4598 | 3.5435 | 600 | 84774.43 | 141.2907 | 583.5 | 2862.47 | 418.2535 | 3864.2235 | 80910.2065 | 39869.73 | 41040.4765 | Splitao | 2 | LI01 | 9.9 | ENT01 | 1 | ENV02 | 3.7 | WMSGS02 | 0.7 | BULD01 | 1 | ZVDF01 | 1
3495.4598 | 3.5435 | 600 | 82808.72 | 138.0145 | 583.5 | 2862.47 | 422.7048 | 3868.6748 | 78940.0452 | 39869.73 | 39070.3152 | Splitao | 2 | LI01 | 9.9 | ENT01 | 1 | ENV02 | 3.7 | WMSGS02 | 0.7 | BULD01 | 1 | ZVDF02 | 0
3495.4598 | 3.5435 | 600 | 84014.82 | 140.0247 | 583.5 | 2862.47 | 459.0624 | 3905.0324 | 80109.7876 | 39869.73 | 40240.0576 | Splitao | 2 | LI01 | 9.9 | ENT01 | 1 | ENV02 | 3.7 | WMSGS02 | 0.7 | BULD02 | 2 | ZVDF01 | 1
3495.4598 | 3.5435 | 600 | 82308.66 | 137.1811 | 583.5 | 2862.47 | 464.65 | 3910.62 | 78398.04 | 39869.73 | 38528.31 | Splitao | 2 | LI01 | 9.9 | ENT01 | 1 | ENV02 | 3.7 | WMSGS02 | 0.7 | BULD02 | 2 | ZVDF02 | 0
3495.4598 | 3.5435 | 600 | 84058.21 | 140.097 | 583.5 | 2862.47 | 476.7506 | 3922.7206 | 80135.4894 | 39869.73 | 40265.7594 | Splitao | 2 | LI01 | 9.9 | ENT01 | 1 | ENV02 | 3.7 | WMSGS02 | 0.7 | BULD03 | 3 | ZVDF01 | 1
3495.4598 | 3.5435 | 600 | 82868.33 | 138.1139 | 583.5 | 2862.47 | 480.6359 | 3926.6059 | 78941.7241 | 39869.73 | 39071.9941 | Splitao | 2 | LI01 | 9.9 | ENT01 | 1 | ENV02 | 3.7 | WMSGS02 | 0.7 | BULD03 | 3 | ZVDF02 | 0
3495.4598 | 3.5435 | 600 | 87748.04 | 146.2467 | 583.5 | 2862.47 | 436.6496 | 3882.6196 | 83865.4204 | 39869.73 | 43995.6904 | Splitao | 2 | LI01 | 9.9 | ENT01 | 1 | ENV01 | 2.5 | WMSGS01 | 0.3 | BULD02 | 2 | ZVDF01 | 1
3495.4598 | 3.5435 | 600 | 84003.03 | 140.0051 | 583.5 | 2862.47 | 432.8842 | 3878.8542 | 80124.1758 | 39869.73 | 40254.4458 | Splitao | 2 | LI01 | 9.9 | ENT01 | 1 | ENV02 | 3.7 | WMSGS02 | 0.7 | BULD04 | 4 | ZVDF01 | 1
3495.4598 | 3.5435 | 600 | 82421.31 | 137.3689 | 583.5 | 2862.47 | 437.8068 | 3883.7768 | 78537.5332 | 39869.73 | 38667.8032 | Splitao | 2 | LI01 | 9.9 | ENT01 | 1 | ENV02 | 3.7 | WMSGS02 | 0.7 | BULD04 | 4 | ZVDF02 | 0
3495.4598 | 3.5435 | 600 | 81869.73 | 136.4496 | 583.5 | 2862.47 | 446.8189 | 3892.7889 | 77976.9411 | 39869.73 | 38107.2111 | Splitao | 2 | LI01 | 9.9 | ENT02 | 2 | ENV01 | 2.5 | WMSGS01 | 0.3 | BULD01 | 1 | ZVDF01 | 1
3495.4598 | 3.5435 | 600 | 81371.58 | 135.6193 | 583.5 | 2862.47 | 460.374 | 3906.344 | 77465.236 | 39869.73 | 37595.506 | Splitao | 2 | LI01 | 9.9 | ENT02 | 2 | ENV01 | 2.5 | WMSGS01 | 0.3 | BULD01 | 1 | ZVDF02 | 0
3495.4598 | 3.5435 | 600 | 81870.63 | 136.4511 | 583.5 | 2862.47 | 470.7403 | 3916.7103 | 77953.9197 | 39869.73 | 38084.1897 | Splitao | 2 | LI01 | 9.9 | ENT02 | 2 | ENV01 | 2.5 | WMSGS01 | 0.3 | BULD02 | 2 | ZVDF01 | 1
3495.4598 | 3.5435 | 600 | 81559.84 | 135.9331 | 583.5 | 2862.47 | 485.4369 | 3931.4069 | 77628.4331 | 39869.73 | 37758.7031 | Splitao | 2 | LI01 | 9.9 | ENT02 | 2 | ENV01 | 2.5 | WMSGS01 | 0.3 | BULD02 | 2 | ZVDF02 | 0
3495.4598 | 3.5435 | 600 | 81818.44 | 136.3641 | 583.5 | 2862.47 | 505.6977 | 3951.6677 | 77866.7723 | 39869.73 | 37997.0423 | Splitao | 2 | LI01 | 9.9 | ENT02 | 2 | ENV01 | 2.5 | WMSGS01 | 0.3 | BULD03 | 3 | ZVDF01 | 1
3495.4598 | 3.5435 | 600 | 82133.63 | 136.8894 | 583.5 | 2862.47 | 517.5754 | 3963.5454 | 78170.0846 | 39869.73 | 38300.3546 | Splitao | 2 | LI01 | 9.9 | ENT02 | 2 | ENV01 | 2.5 | WMSGS01 | 0.3 | BULD03 | 3 | ZVDF02 | 0
3495.4598 | 3.5435 | 600 | 82141.05 | 136.9017 | 583.5 | 2862.47 | 497.173 | 3943.143 | 78197.907 | 39869.73 | 38328.177 | Splitao | 2 | LI01 | 9.9 | ENT02 | 2 | ENV01 | 2.5 | WMSGS01 | 0.3 | BULD04 | 4 | ZVDF01 | 1
3495.4598 | 3.5435 | 600 | 81998.02 | 136.6634 | 583.5 | 2862.47 | 510.5246 | 3956.4946 | 78041.5254 | 39869.73 | 38171.7954 | Splitao | 2 | LI01 | 9.9 | ENT02 | 2 | ENV01 | 2.5 | WMSGS01 | 0.3 | BULD04 | 4 | ZVDF02 | 0
3495.4598 | 3.5435 | 600 | 85072.94 | 141.7882 | 583.5 | 2862.47 | 439.8146 | 3885.7846 | 81187.1554 | 39869.73 | 41317.4254 | Splitao | 2 | LI01 | 9.9 | ENT01 | 1 | ENV01 | 2.5 | WMSGS01 | 0.3 | BULD02 | 2 | ZVDF02 | 0
3495.4598 | 3.5435 | 600 | 82151.6 | 136.9193 | 583.5 | 2862.47 | 487.0743 | 3933.0443 | 78218.5557 | 39869.73 | 38348.8257 | Splitao | 2 | LI01 | 9.9 | ENT02 | 2 | ENV01 | 2.5 | WMSGS02 | 0.7 | BULD01 | 1 | ZVDF01 | 1
3495.4598 | 3.5435 | 600 | 82231.85 | 137.0531 | 583.5 | 2862.47 | 499.1 | 3945.07 | 78286.78 | 39869.73 | 38417.05 | Splitao | 2 | LI01 | 9.9 | ENT02 | 2 | ENV01 | 2.5 | WMSGS02 | 0.7 | BULD01 | 1 | ZVDF02 | 0
3495.4598 | 3.5435 | 600 | 82295.49 | 137.1591 | 583.5 | 2862.47 | 522.5182 | 3968.4882 | 78327.0018 | 39869.73 | 38457.2718 | Splitao | 2 | LI01 | 9.9 | ENT02 | 2 | ENV01 | 2.5 | WMSGS02 | 0.7 | BULD02 | 2 | ZVDF01 | 1
3495.4598 | 3.5435 | 600 | 82577 | 137.6283 | 583.5 | 2862.47 | 536.5068 | 3982.4768 | 78594.5232 | 39869.73 | 38724.7932 | Splitao | 2 | LI01 | 9.9 | ENT02 | 2 | ENV01 | 2.5 | WMSGS02 | 0.7 | BULD02 | 2 | ZVDF02 | 0
3495.4598 | 3.5435 | 600 | 82499.85 | 137.4998 | 583.5 | 2862.47 | 572.8204 | 4018.7904 | 78481.0596 | 39869.73 | 38611.3296 | Splitao | 2 | LI01 | 9.9 | ENT02 | 2 | ENV01 | 2.5 | WMSGS02 | 0.7 | BULD03 | 3 | ZVDF01 | 1
3495.4598 | 3.5435 | 600 | 83666.48 | 139.4441 | 583.5 | 2862.47 | 581.2272 | 4027.1972 | 79639.2828 | 39869.73 | 39769.5528 | Splitao | 2 | LI01 | 9.9 | ENT02 | 2 | ENV01 | 2.5 | WMSGS02 | 0.7 | BULD03 | 3 | ZVDF02 | 0
3495.4598 | 3.5435 | 600 | 82784.3 | 137.9738 | 583.5 | 2862.47 | 558.8149 | 4004.7849 | 78779.5151 | 39869.73 | 38909.7851 | Splitao | 2 | LI01 | 9.9 | ENT02 | 2 | ENV01 | 2.5 | WMSGS02 | 0.7 | BULD04 | 4 | ZVDF01 | 1
3495.4598 | 3.5435 | 600 | 83316.15 | 138.8602 | 583.5 | 2862.47 | 571.0608 | 4017.0308 | 79299.1192 | 39869.73 | 39429.3892 | Splitao | 2 | LI01 | 9.9 | ENT02 | 2 | ENV01 | 2.5 | WMSGS02 | 0.7 | BULD04 | 4 | ZVDF02 | 0
3495.4598 | 3.5435 | 600 | 81874.04 | 136.4567 | 583.5 | 2862.47 | 486.6266 | 3932.5966 | 77941.4434 | 39869.73 | 38071.7134 | Splitao | 2 | LI01 | 9.9 | ENT02 | 2 | ENV02 | 3.7 | WMSGS01 | 0.3 | BULD01 | 1 | ZVDF01 | 1
3495.4598 | 3.5435 | 600 | 81622.29 | 136.0371 | 583.5 | 2862.47 | 500.2592 | 3946.2292 | 77676.0608 | 39869.73 | 37806.3308 | Splitao | 2 | LI01 | 9.9 | ENT02 | 2 | ENV02 | 3.7 | WMSGS01 | 0.3 | BULD01 | 1 | ZVDF02 | 0
3495.4598 | 3.5435 | 600 | 87980.84 | 146.6347 | 583.5 | 2862.47 | 452.8124 | 3898.7824 | 84082.0576 | 39869.73 | 44212.3276 | Splitao | 2 | LI01 | 9.9 | ENT01 | 1 | ENV01 | 2.5 | WMSGS01 | 0.3 | BULD03 | 3 | ZVDF01 | 1
3495.4598 | 3.5435 | 600 | 81878.54 | 136.4642 | 583.5 | 2862.47 | 502.0392 | 3948.0092 | 77930.5308 | 39869.73 | 38060.8008 | Splitao | 2 | LI01 | 9.9 | ENT02 | 2 | ENV02 | 3.7 | WMSGS01 | 0.3 | BULD02 | 2 | ZVDF01 | 1
3495.4598 | 3.5435 | 600 | 81738.98 | 136.2316 | 583.5 | 2862.47 | 516.9191 | 3962.8891 | 77776.0909 | 39869.73 | 37906.3609 | Splitao | 2 | LI01 | 9.9 | ENT02 | 2 | ENV02 | 3.7 | WMSGS01 | 0.3 | BULD02 | 2 | ZVDF02 | 0
3495.4598 | 3.5435 | 600 | 81929.81 | 136.5497 | 583.5 | 2862.47 | 524.8153 | 3970.7853 | 77959.0247 | 39869.73 | 38089.2947 | Splitao | 2 | LI01 | 9.9 | ENT02 | 2 | ENV02 | 3.7 | WMSGS01 | 0.3 | BULD03 | 3 | ZVDF01 | 1
3495.4598 | 3.5435 | 600 | 82310.22 | 137.1837 | 583.5 | 2862.47 | 536.3829 | 3982.3529 | 78327.8671 | 39869.73 | 38458.1371 | Splitao | 2 | LI01 | 9.9 | ENT02 | 2 | ENV02 | 3.7 | WMSGS01 | 0.3 | BULD03 | 3 | ZVDF02 | 0
3495.4598 | 3.5435 | 600 | 82090.45 | 136.8174 | 583.5 | 2862.47 | 519.6128 | 3965.5828 | 78124.8672 | 39869.73 | 38255.1372 | Splitao | 2 | LI01 | 9.9 | ENT02 | 2 | ENV02 | 3.7 | WMSGS01 | 0.3 | BULD04 | 4 | ZVDF01 | 1
3495.4598 | 3.5435 | 600 | 82078.69 | 136.7978 | 583.5 | 2862.47 | 533.2567 | 3979.2267 | 78099.4633 | 39869.73 | 38229.7333 | Splitao | 2 | LI01 | 9.9 | ENT02 | 2 | ENV02 | 3.7 | WMSGS01 | 0.3 | BULD04 | 4 | ZVDF02 | 0
3495.4598 | 3.5435 | 600 | 82220.02 | 137.0334 | 583.5 | 2862.47 | 526.4515 | 3972.4215 | 78247.5985 | 39869.73 | 38377.8685 | Splitao | 2 | LI01 | 9.9 | ENT02 | 2 | ENV02 | 3.7 | WMSGS02 | 0.7 | BULD01 | 1 | ZVDF01 | 1
3495.4598 | 3.5435 | 600 | 82538.88 | 137.5648 | 583.5 | 2862.47 | 537.8382 | 3983.8082 | 78555.0718 | 39869.73 | 38685.3418 | Splitao | 2 | LI01 | 9.9 | ENT02 | 2 | ENV02 | 3.7 | WMSGS02 | 0.7 | BULD01 | 1 | ZVDF02 | 0
3495.4598 | 3.5435 | 600 | 82355.34 | 137.2589 | 583.5 | 2862.47 | 553.2089 | 3999.1789 | 78356.1611 | 39869.73 | 38486.4311 | Splitao | 2 | LI01 | 9.9 | ENT02 | 2 | ENV02 | 3.7 | WMSGS02 | 0.7 | BULD02 | 2 | ZVDF01 | 1
3495.4598 | 3.5435 | 600 | 82801.69 | 138.0028 | 583.5 | 2862.47 | 566.9095 | 4012.8795 | 78788.8105 | 39869.73 | 38919.0805 | Splitao | 2 | LI01 | 9.9 | ENT02 | 2 | ENV02 | 3.7 | WMSGS02 | 0.7 | BULD02 | 2 | ZVDF02 | 0
3495.4598 | 3.5435 | 600 | 85473.01 | 142.455 | 583.5 | 2862.47 | 454.9463 | 3900.9163 | 81572.0937 | 39869.73 | 41702.3637 | Splitao | 2 | LI01 | 9.9 | ENT01 | 1 | ENV01 | 2.5 | WMSGS01 | 0.3 | BULD03 | 3 | ZVDF02 | 0
3495.4598 | 3.5435 | 600 | 82626.52 | 137.7109 | 583.5 | 2862.47 | 590.4794 | 4036.4494 | 78590.0706 | 39869.73 | 38720.3406 | Splitao | 2 | LI01 | 9.9 | ENT02 | 2 | ENV02 | 3.7 | WMSGS02 | 0.7 | BULD03 | 3 | ZVDF01 | 1
3495.4598 | 3.5435 | 600 | 83879.18 | 139.7986 | 583.5 | 2862.47 | 598.1181 | 4044.0881 | 79835.0919 | 39869.73 | 39965.3619 | Splitao | 2 | LI01 | 9.9 | ENT02 | 2 | ENV02 | 3.7 | WMSGS02 | 0.7 | BULD03 | 3 | ZVDF02 | 0
3495.4598 | 3.5435 | 600 | 82784.74 | 137.9746 | 583.5 | 2862.47 | 581.7929 | 4027.7629 | 78756.9771 | 39869.73 | 38887.2471 | Splitao | 2 | LI01 | 9.9 | ENT02 | 2 | ENV02 | 3.7 | WMSGS02 | 0.7 | BULD04 | 4 | ZVDF01 | 1
3495.4598 | 3.5435 | 600 | 83449.49 | 139.0825 | 583.5 | 2862.47 | 593.7498 | 4039.7198 | 79409.7702 | 39869.73 | 39540.0402 | Splitao | 2 | LI01 | 9.9 | ENT02 | 2 | ENV02 | 3.7 | WMSGS02 | 0.7 | BULD04 | 4 | ZVDF02 | 0
3495.4598 | 3.5435 | 600 | 113560.77 | 189.2679 | 1391.07 | 2862.47 | 481.5519 | 4735.0919 | 108825.6781 | 39869.73 | 68955.9481 | Splitao | 2 | LI02 | 23.6016 | ENT01 | 1 | ENV01 | 2.5 | WMSGS01 | 0.3 | BULD01 | 1 | ZVDF01 | 1
3495.4598 | 3.5435 | 600 | 113259.01 | 188.765 | 1391.07 | 2862.47 | 483.1885 | 4736.7285 | 108522.2815 | 39869.73 | 68652.5515 | Splitao | 2 | LI02 | 23.6016 | ENT01 | 1 | ENV01 | 2.5 | WMSGS01 | 0.3 | BULD01 | 1 | ZVDF02 | 0
3495.4598 | 3.5435 | 600 | 112871.58 | 188.1193 | 1391.07 | 2862.47 | 547.4478 | 4800.9878 | 108070.5922 | 39869.73 | 68200.8622 | Splitao | 2 | LI02 | 23.6016 | ENT01 | 1 | ENV01 | 2.5 | WMSGS01 | 0.3 | BULD02 | 2 | ZVDF01 | 1
3495.4598 | 3.5435 | 600 | 112423.77 | 187.3729 | 1391.07 | 2862.47 | 550.6022 | 4804.1422 | 107619.6278 | 39869.73 | 67749.8978 | Splitao | 2 | LI02 | 23.6016 | ENT01 | 1 | ENV01 | 2.5 | WMSGS01 | 0.3 | BULD02 | 2 | ZVDF02 | 0
3495.4598 | 3.5435 | 600 | 113238.69 | 188.7312 | 1391.07 | 2862.47 | 561.8784 | 4815.4184 | 108423.2716 | 39869.73 | 68553.5416 | Splitao | 2 | LI02 | 23.6016 | ENT01 | 1 | ENV01 | 2.5 | WMSGS01 | 0.3 | BULD03 | 3 | ZVDF01 | 1
3495.4598 | 3.5435 | 600 | 113155.2 | 188.592 | 1391.07 | 2862.47 | 563.8203 | 4817.3603 | 108337.8397 | 39869.73 | 68468.1097 | Splitao | 2 | LI02 | 23.6016 | ENT01 | 1 | ENV01 | 2.5 | WMSGS01 | 0.3 | BULD03 | 3 | ZVDF02 | 0
3495.4598 | 3.5435 | 600 | 87716.61 | 146.1943 | 583.5 | 2862.47 | 377.7789 | 3823.7489 | 83892.8611 | 39869.73 | 44023.1311 | Splitao | 2 | LI01 | 9.9 | ENT01 | 1 | ENV01 | 2.5 | WMSGS01 | 0.3 | BULD04 | 4 | ZVDF01 | 1
3495.4598 | 3.5435 | 600 | 113009.99 | 188.35 | 1391.07 | 2862.47 | 475.9869 | 4729.5269 | 108280.4631 | 39869.73 | 68410.7331 | Splitao | 2 | LI02 | 23.6016 | ENT01 | 1 | ENV01 | 2.5 | WMSGS01 | 0.3 | BULD04 | 4 | ZVDF01 | 1
3495.4598 | 3.5435 | 600 | 113043.6 | 188.406 | 1391.07 | 2862.47 | 477.1409 | 4730.6809 | 108312.9191 | 39869.73 | 68443.1891 | Splitao | 2 | LI02 | 23.6016 | ENT01 | 1 | ENV01 | 2.5 | WMSGS01 | 0.3 | BULD04 | 4 | ZVDF02 | 0
3495.4598 | 3.5435 | 600 | 113651.53 | 189.4192 | 1391.07 | 2862.47 | 498.4 | 4751.94 | 108899.59 | 39869.73 | 69029.86 | Splitao | 2 | LI02 | 23.6016 | ENT01 | 1 | ENV01 | 2.5 | WMSGS02 | 0.7 | BULD01 | 1 | ZVDF01 | 1
3495.4598 | 3.5435 | 600 | 113724.15 | 189.5402 | 1391.07 | 2862.47 | 499.4313 | 4752.9713 | 108971.1787 | 39869.73 | 69101.4487 | Splitao | 2 | LI02 | 23.6016 | ENT01 | 1 | ENV01 | 2.5 | WMSGS02 | 0.7 | BULD01 | 1 | ZVDF02 | 0
3495.4598 | 3.5435 | 600 | 112751.33 | 187.9189 | 1391.07 | 2862.47 | 570.6052 | 4824.1452 | 107927.1848 | 39869.73 | 68057.4548 | Splitao | 2 | LI02 | 23.6016 | ENT01 | 1 | ENV01 | 2.5 | WMSGS02 | 0.7 | BULD02 | 2 | ZVDF01 | 1
3495.4598 | 3.5435 | 600 | 112679.17 | 187.7986 | 1391.07 | 2862.47 | 573.7828 | 4827.3228 | 107851.8472 | 39869.73 | 67982.1172 | Splitao | 2 | LI02 | 23.6016 | ENT01 | 1 | ENV01 | 2.5 | WMSGS02 | 0.7 | BULD02 | 2 | ZVDF02 | 0
3495.4598 | 3.5435 | 600 | 113581.91 | 189.3032 | 1391.07 | 2862.47 | 592.8281 | 4846.3681 | 108735.5419 | 39869.73 | 68865.8119 | Splitao | 2 | LI02 | 23.6016 | ENT01 | 1 | ENV01 | 2.5 | WMSGS02 | 0.7 | BULD03 | 3 | ZVDF01 | 1
3495.4598 | 3.5435 | 600 | 114146.96 | 190.2449 | 1391.07 | 2862.47 | 593.5583 | 4847.0983 | 109299.8617 | 39869.73 | 69430.1317 | Splitao | 2 | LI02 | 23.6016 | ENT01 | 1 | ENV01 | 2.5 | WMSGS02 | 0.7 | BULD03 | 3 | ZVDF02 | 0
3495.4598 | 3.5435 | 600 | 113252.19 | 188.7536 | 1391.07 | 2862.47 | 503.7547 | 4757.2947 | 108494.8953 | 39869.73 | 68625.1653 | Splitao | 2 | LI02 | 23.6016 | ENT01 | 1 | ENV01 | 2.5 | WMSGS02 | 0.7 | BULD04 | 4 | ZVDF01 | 1
3495.4598 | 3.5435 | 600 | 113655.16 | 189.4253 | 1391.07 | 2862.47 | 504.4006 | 4757.9406 | 108897.2194 | 39869.73 | 69027.4894 | Splitao | 2 | LI02 | 23.6016 | ENT01 | 1 | ENV01 | 2.5 | WMSGS02 | 0.7 | BULD04 | 4 | ZVDF02 | 0
3495.4598 | 3.5435 | 600 | 85322.96 | 142.2049 | 583.5 | 2862.47 | 378.9863 | 3824.9563 | 81498.0037 | 39869.73 | 41628.2737 | Splitao | 2 | LI01 | 9.9 | ENT01 | 1 | ENV01 | 2.5 | WMSGS01 | 0.3 | BULD04 | 4 | ZVDF02 | 0
3495.4598 | 3.5435 | 600 | 110425 | 184.0417 | 1391.07 | 2862.47 | 527.164 | 4780.704 | 105644.296 | 39869.73 | 65774.566 | Splitao | 2 | LI02 | 23.6016 | ENT01 | 1 | ENV02 | 3.7 | WMSGS01 | 0.3 | BULD01 | 1 | ZVDF01 | 1
3495.4598 | 3.5435 | 600 | 110361.37 | 183.9356 | 1391.07 | 2862.47 | 531.7946 | 4785.3346 | 105576.0354 | 39869.73 | 65706.3054 | Splitao | 2 | LI02 | 23.6016 | ENT01 | 1 | ENV02 | 3.7 | WMSGS01 | 0.3 | BULD01 | 1 | ZVDF02 | 0
3495.4598 | 3.5435 | 600 | 110074.55 | 183.4576 | 1391.07 | 2862.47 | 565.0673 | 4818.6073 | 105255.9427 | 39869.73 | 65386.2127 | Splitao | 2 | LI02 | 23.6016 | ENT01 | 1 | ENV02 | 3.7 | WMSGS01 | 0.3 | BULD02 | 2 | ZVDF01 | 1
3495.4598 | 3.5435 | 600 | 109944.38 | 183.2406 | 1391.07 | 2862.47 | 570.9008 | 4824.4408 | 105119.9392 | 39869.73 | 65250.2092 | Splitao | 2 | LI02 | 23.6016 | ENT01 | 1 | ENV02 | 3.7 | WMSGS01 | 0.3 | BULD02 | 2 | ZVDF02 | 0
3495.4598 | 3.5435 | 600 | 110305.68 | 183.8428 | 1391.07 | 2862.47 | 572.6501 | 4826.1901 | 105479.4899 | 39869.73 | 65609.7599 | Splitao | 2 | LI02 | 23.6016 | ENT01 | 1 | ENV02 | 3.7 | WMSGS01 | 0.3 | BULD03 | 3 | ZVDF01 | 1
3495.4598 | 3.5435 | 600 | 110602.34 | 184.3372 | 1391.07 | 2862.47 | 576.8881 | 4830.4281 | 105771.9119 | 39869.73 | 65902.1819 | Splitao | 2 | LI02 | 23.6016 | ENT01 | 1 | ENV02 | 3.7 | WMSGS01 | 0.3 | BULD03 | 3 | ZVDF02 | 0
3495.4598 | 3.5435 | 600 | 110269.68 | 183.7828 | 1391.07 | 2862.47 | 528.24 | 4781.78 | 105487.9 | 39869.73 | 65618.17 | Splitao | 2 | LI02 | 23.6016 | ENT01 | 1 | ENV02 | 3.7 | WMSGS01 | 0.3 | BULD04 | 4 | ZVDF01 | 1
3495.4598 | 3.5435 | 600 | 110428.48 | 184.0475 | 1391.07 | 2862.47 | 532.6951 | 4786.2351 | 105642.2449 | 39869.73 | 65772.5149 | Splitao | 2 | LI02 | 23.6016 | ENT01 | 1 | ENV02 | 3.7 | WMSGS01 | 0.3 | BULD04 | 4 | ZVDF02 | 0
3495.4598 | 3.5435 | 600 | 110642.72 | 184.4045 | 1391.07 | 2862.47 | 550.2165 | 4803.7565 | 105838.9635 | 39869.73 | 65969.2335 | Splitao | 2 | LI02 | 23.6016 | ENT01 | 1 | ENV02 | 3.7 | WMSGS02 | 0.7 | BULD01 | 1 | ZVDF01 | 1
3495.4598 | 3.5435 | 600 | 110963.94 | 184.9399 | 1391.07 | 2862.47 | 554.3837 | 4807.9237 | 106156.0163 | 39869.73 | 66286.2863 | Splitao | 2 | LI02 | 23.6016 | ENT01 | 1 | ENV02 | 3.7 | WMSGS02 | 0.7 | BULD01 | 1 | ZVDF02 | 0
3495.4598 | 3.5435 | 600 | 88317.83 | 147.1964 | 583.5 | 2862.47 | 397.3285 | 3843.2985 | 84474.5315 | 39869.73 | 44604.8015 | Splitao | 2 | LI01 | 9.9 | ENT01 | 1 | ENV01 | 2.5 | WMSGS02 | 0.7 | BULD01 | 1 | ZVDF01 | 1
3495.4598 | 3.5435 | 600 | 110269.51 | 183.7825 | 1391.07 | 2862.47 | 594.8348 | 4848.3748 | 105421.1352 | 39869.73 | 65551.4052 | Splitao | 2 | LI02 | 23.6016 | ENT01 | 1 | ENV02 | 3.7 | WMSGS02 | 0.7 | BULD02 | 2 | ZVDF01 | 1
3495.4598 | 3.5435 | 600 | 110493.22 | 184.1554 | 1391.07 | 2862.47 | 600.3434 | 4853.8834 | 105639.3366 | 39869.73 | 65769.6066 | Splitao | 2 | LI02 | 23.6016 | ENT01 | 1 | ENV02 | 3.7 | WMSGS02 | 0.7 | BULD02 | 2 | ZVDF02 | 0
3495.4598 | 3.5435 | 600 | 110752.9 | 184.5882 | 1391.07 | 2862.47 | 612.6917 | 4866.2317 | 105886.6683 | 39869.73 | 66016.9383 | Splitao | 2 | LI02 | 23.6016 | ENT01 | 1 | ENV02 | 3.7 | WMSGS02 | 0.7 | BULD03 | 3 | ZVDF01 | 1
3495.4598 | 3.5435 | 600 | 111623.68 | 186.0395 | 1391.07 | 2862.47 | 615.7686 | 4869.3086 | 106754.3714 | 39869.73 | 66884.6414 | Splitao | 2 | LI02 | 23.6016 | ENT01 | 1 | ENV02 | 3.7 | WMSGS02 | 0.7 | BULD03 | 3 | ZVDF02 | 0
3495.4598 | 3.5435 | 600 | 110625.44 | 184.3757 | 1391.07 | 2862.47 | 566.0196 | 4819.5596 | 105805.8804 | 39869.73 | 65936.1504 | Splitao | 2 | LI02 | 23.6016 | ENT01 | 1 | ENV02 | 3.7 | WMSGS02 | 0.7 | BULD04 | 4 | ZVDF01 | 1
3495.4598 | 3.5435 | 600 | 111086.31 | 185.1438 | 1391.07 | 2862.47 | 570.4471 | 4823.9871 | 106262.3229 | 39869.73 | 66392.5929 | Splitao | 2 | LI02 | 23.6016 | ENT01 | 1 | ENV02 | 3.7 | WMSGS02 | 0.7 | BULD04 | 4 | ZVDF02 | 0
3495.4598 | 3.5435 | 600 | 109734.16 | 182.8903 | 1391.07 | 2862.47 | 642.7986 | 4896.3386 | 104837.8214 | 39869.73 | 64968.0914 | Splitao | 2 | LI02 | 23.6016 | ENT02 | 2 | ENV01 | 2.5 | WMSGS01 | 0.3 | BULD01 | 1 | ZVDF01 | 1
3495.4598 | 3.5435 | 600 | 111900.93 | 186.5015 | 1391.07 | 2862.47 | 647.9943 | 4901.5343 | 106999.3957 | 39869.73 | 67129.6657 | Splitao | 2 | LI02 | 23.6016 | ENT02 | 2 | ENV01 | 2.5 | WMSGS01 | 0.3 | BULD01 | 1 | ZVDF02 | 0
3495.4598 | 3.5435 | 600 | 109915.44 | 183.1924 | 1391.07 | 2862.47 | 667.3045 | 4920.8445 | 104994.5955 | 39869.73 | 65124.8655 | Splitao | 2 | LI02 | 23.6016 | ENT02 | 2 | ENV01 | 2.5 | WMSGS01 | 0.3 | BULD02 | 2 | ZVDF01 | 1
3495.4598 | 3.5435 | 600 | 111965.35 | 186.6089 | 1391.07 | 2862.47 | 675.5462 | 4929.0862 | 107036.2638 | 39869.73 | 67166.5338 | Splitao | 2 | LI02 | 23.6016 | ENT02 | 2 | ENV01 | 2.5 | WMSGS01 | 0.3 | BULD02 | 2 | ZVDF02 | 0
3495.4598 | 3.5435 | 600 | 86103.77 | 143.5063 | 583.5 | 2862.47 | 398.5821 | 3844.5521 | 82259.2179 | 39869.73 | 42389.4879 | Splitao | 2 | LI01 | 9.9 | ENT01 | 1 | ENV01 | 2.5 | WMSGS02 | 0.7 | BULD01 | 1 | ZVDF02 | 0
14172.297 | 4.1514 | 600 | 76358.16 | 127.2636 | 583.5 | 2862.47 | 631.7623 | 4077.7323 | 72280.4277 | 39869.73 | 32410.6977 | VRF | 1 | LI01 | 9.9 | ENT01 | 1 | ENV01 | 2.5 | WMSGS01 | 0.3 | BULD01 | 1 | ZVDF01 | 1
14172.297 | 4.1514 | 600 | 105636.5 | 176.0608 | 1391.07 | 2862.47 | 859.3034 | 5112.8434 | 100523.6566 | 39869.73 | 60653.9266 | VRF | 1 | LI02 | 23.6016 | ENT02 | 2 | ENV01 | 2.5 | WMSGS01 | 0.3 | BULD03 | 3 | ZVDF01 | 1
14172.297 | 4.1514 | 600 | 106802.58 | 178.0043 | 1391.07 | 2862.47 | 860.3311 | 5113.8711 | 101688.7089 | 39869.73 | 61818.9789 | VRF | 1 | LI02 | 23.6016 | ENT02 | 2 | ENV01 | 2.5 | WMSGS01 | 0.3 | BULD03 | 3 | ZVDF02 | 0
14172.297 | 4.1514 | 600 | 105506.89 | 175.8448 | 1391.07 | 2862.47 | 854.0848 | 5107.6248 | 100399.2652 | 39869.73 | 60529.5352 | VRF | 1 | LI02 | 23.6016 | ENT02 | 2 | ENV01 | 2.5 | WMSGS01 | 0.3 | BULD04 | 4 | ZVDF01 | 1
14172.297 | 4.1514 | 600 | 106699.68 | 177.8328 | 1391.07 | 2862.47 | 855.7049 | 5109.2449 | 101590.4351 | 39869.73 | 61720.7051 | VRF | 1 | LI02 | 23.6016 | ENT02 | 2 | ENV01 | 2.5 | WMSGS01 | 0.3 | BULD04 | 4 | ZVDF02 | 0
14172.297 | 4.1514 | 600 | 105615.42 | 176.0257 | 1391.07 | 2862.47 | 851.2625 | 5104.8025 | 100510.6175 | 39869.73 | 60640.8875 | VRF | 1 | LI02 | 23.6016 | ENT02 | 2 | ENV01 | 2.5 | WMSGS02 | 0.7 | BULD01 | 1 | ZVDF01 | 1
14172.297 | 4.1514 | 600 | 106770.47 | 177.9508 | 1391.07 | 2862.47 | 852.6325 | 5106.1725 | 101664.2975 | 39869.73 | 61794.5675 | VRF | 1 | LI02 | 23.6016 | ENT02 | 2 | ENV01 | 2.5 | WMSGS02 | 0.7 | BULD01 | 1 | ZVDF02 | 0
14172.297 | 4.1514 | 600 | 105943.44 | 176.5724 | 1391.07 | 2862.47 | 867.8358 | 5121.3758 | 100822.0642 | 39869.73 | 60952.3342 | VRF | 1 | LI02 | 23.6016 | ENT02 | 2 | ENV01 | 2.5 | WMSGS02 | 0.7 | BULD02 | 2 | ZVDF01 | 1
14172.297 | 4.1514 | 600 | 107072.89 | 178.4548 | 1391.07 | 2862.47 | 868.9614 | 5122.5014 | 101950.3886 | 39869.73 | 62080.6586 | VRF | 1 | LI02 | 23.6016 | ENT02 | 2 | ENV01 | 2.5 | WMSGS02 | 0.7 | BULD02 | 2 | ZVDF02 | 0
14172.297 | 4.1514 | 600 | 106383.88 | 177.3065 | 1391.07 | 2862.47 | 886.0975 | 5139.6375 | 101244.2425 | 39869.73 | 61374.5125 | VRF | 1 | LI02 | 23.6016 | ENT02 | 2 | ENV01 | 2.5 | WMSGS02 | 0.7 | BULD03 | 3 | ZVDF01 | 1
14172.297 | 4.1514 | 600 | 107438.79 | 179.0647 | 1391.07 | 2862.47 | 886.4797 | 5140.0197 | 102298.7703 | 39869.73 | 62429.0403 | VRF | 1 | LI02 | 23.6016 | ENT02 | 2 | ENV01 | 2.5 | WMSGS02 | 0.7 | BULD03 | 3 | ZVDF02 | 0
14172.297 | 4.1514 | 600 | 76762.28 | 127.9371 | 583.5 | 2862.47 | 697.9713 | 4143.9413 | 72618.3387 | 39869.73 | 32748.6087 | VRF | 1 | LI01 | 9.9 | ENT01 | 1 | ENV01 | 2.5 | WMSGS02 | 0.7 | BULD02 | 2 | ZVDF01 | 1
14172.297 | 4.1514 | 600 | 106181.46 | 176.9691 | 1391.07 | 2862.47 | 880.6878 | 5134.2278 | 101047.2322 | 39869.73 | 61177.5022 | VRF | 1 | LI02 | 23.6016 | ENT02 | 2 | ENV01 | 2.5 | WMSGS02 | 0.7 | BULD04 | 4 | ZVDF01 | 1
14172.297 | 4.1514 | 600 | 107320.9 | 178.8682 | 1391.07 | 2862.47 | 881.7847 | 5135.3247 | 102185.5753 | 39869.73 | 62315.8453 | VRF | 1 | LI02 | 23.6016 | ENT02 | 2 | ENV01 | 2.5 | WMSGS02 | 0.7 | BULD04 | 4 | ZVDF02 | 0
14172.297 | 4.1514 | 600 | 105252.68 | 175.4211 | 1391.07 | 2862.47 | 842.3394 | 5095.8794 | 100156.8006 | 39869.73 | 60287.0706 | VRF | 1 | LI02 | 23.6016 | ENT02 | 2 | ENV02 | 3.7 | WMSGS01 | 0.3 | BULD01 | 1 | ZVDF01 | 1
14172.297 | 4.1514 | 600 | 106438.85 | 177.3981 | 1391.07 | 2862.47 | 843.9954 | 5097.5354 | 101341.3146 | 39869.73 | 61471.5846 | VRF | 1 | LI02 | 23.6016 | ENT02 | 2 | ENV02 | 3.7 | WMSGS01 | 0.3 | BULD01 | 1 | ZVDF02 | 0
14172.297 | 4.1514 | 600 | 105429.55 | 175.7159 | 1391.07 | 2862.47 | 849.1569 | 5102.6969 | 100326.8531 | 39869.73 | 60457.1231 | VRF | 1 | LI02 | 23.6016 | ENT02 | 2 | ENV02 | 3.7 | WMSGS01 | 0.3 | BULD02 | 2 | ZVDF01 | 1
14172.297 | 4.1514 | 600 | 106590.82 | 177.6514 | 1391.07 | 2862.47 | 850.7084 | 5104.2484 | 101486.5716 | 39869.73 | 61616.8416 | VRF | 1 | LI02 | 23.6016 | ENT02 | 2 | ENV02 | 3.7 | WMSGS01 | 0.3 | BULD02 | 2 | ZVDF02 | 0
14172.297 | 4.1514 | 600 | 105681.38 | 176.1356 | 1391.07 | 2862.47 | 857.5945 | 5111.1345 | 100570.2455 | 39869.73 | 60700.5155 | VRF | 1 | LI02 | 23.6016 | ENT02 | 2 | ENV02 | 3.7 | WMSGS01 | 0.3 | BULD03 | 3 | ZVDF01 | 1
14172.297 | 4.1514 | 600 | 106826.92 | 178.0449 | 1391.07 | 2862.47 | 858.6653 | 5112.2053 | 101714.7147 | 39869.73 | 61844.9847 | VRF | 1 | LI02 | 23.6016 | ENT02 | 2 | ENV02 | 3.7 | WMSGS01 | 0.3 | BULD03 | 3 | ZVDF02 | 0
14172.297 | 4.1514 | 600 | 105583.88 | 175.9731 | 1391.07 | 2862.47 | 855.1662 | 5108.7062 | 100475.1738 | 39869.73 | 60605.4438 | VRF | 1 | LI02 | 23.6016 | ENT02 | 2 | ENV02 | 3.7 | WMSGS01 | 0.3 | BULD04 | 4 | ZVDF01 | 1
14172.297 | 4.1514 | 600 | 106764.76 | 177.9413 | 1391.07 | 2862.47 | 856.6774 | 5110.2174 | 101654.5426 | 39869.73 | 61784.8126 | VRF | 1 | LI02 | 23.6016 | ENT02 | 2 | ENV02 | 3.7 | WMSGS01 | 0.3 | BULD04 | 4 | ZVDF02 | 0
14172.297 | 4.1514 | 600 | 77346.39 | 128.9107 | 583.5 | 2862.47 | 702.2578 | 4148.2278 | 73198.1622 | 39869.73 | 33328.4322 | VRF | 1 | LI01 | 9.9 | ENT01 | 1 | ENV01 | 2.5 | WMSGS02 | 0.7 | BULD02 | 2 | ZVDF02 | 0
14172.297 | 4.1514 | 600 | 105778.15 | 176.2969 | 1391.07 | 2862.47 | 859.4183 | 5112.9583 | 100665.1917 | 39869.73 | 60795.4617 | VRF | 1 | LI02 | 23.6016 | ENT02 | 2 | ENV02 | 3.7 | WMSGS02 | 0.7 | BULD01 | 1 | ZVDF01 | 1
14172.297 | 4.1514 | 600 | 106915.86 | 178.1931 | 1391.07 | 2862.47 | 860.5703 | 5114.1103 | 101801.7497 | 39869.73 | 61932.0197 | VRF | 1 | LI02 | 23.6016 | ENT02 | 2 | ENV02 | 3.7 | WMSGS02 | 0.7 | BULD01 | 1 | ZVDF02 | 0
14172.297 | 4.1514 | 600 | 106062.76 | 176.7713 | 1391.07 | 2862.47 | 871.1298 | 5124.6698 | 100938.0902 | 39869.73 | 61068.3602 | VRF | 1 | LI02 | 23.6016 | ENT02 | 2 | ENV02 | 3.7 | WMSGS02 | 0.7 | BULD02 | 2 | ZVDF01 | 1
14172.297 | 4.1514 | 600 | 107169.72 | 178.6162 | 1391.07 | 2862.47 | 872.1386 | 5125.6786 | 102044.0414 | 39869.73 | 62174.3114 | VRF | 1 | LI02 | 23.6016 | ENT02 | 2 | ENV02 | 3.7 | WMSGS02 | 0.7 | BULD02 | 2 | ZVDF02 | 0
14172.297 | 4.1514 | 600 | 106440.76 | 177.4013 | 1391.07 | 2862.47 | 883.7744 | 5137.3144 | 101303.4456 | 39869.73 | 61433.7156 | VRF | 1 | LI02 | 23.6016 | ENT02 | 2 | ENV02 | 3.7 | WMSGS02 | 0.7 | BULD03 | 3 | ZVDF01 | 1
14172.297 | 4.1514 | 600 | 107487.37 | 179.1456 | 1391.07 | 2862.47 | 884.4931 | 5138.0331 | 102349.3369 | 39869.73 | 62479.6069 | VRF | 1 | LI02 | 23.6016 | ENT02 | 2 | ENV02 | 3.7 | WMSGS02 | 0.7 | BULD03 | 3 | ZVDF02 | 0
14172.297 | 4.1514 | 600 | 106279.44 | 177.1324 | 1391.07 | 2862.47 | 881.3052 | 5134.8452 | 101144.5948 | 39869.73 | 61274.8648 | VRF | 1 | LI02 | 23.6016 | ENT02 | 2 | ENV02 | 3.7 | WMSGS02 | 0.7 | BULD04 | 4 | ZVDF01 | 1
14172.297 | 4.1514 | 600 | 107407.63 | 179.0127 | 1391.07 | 2862.47 | 882.3651 | 5135.9051 | 102271.7249 | 39869.73 | 62401.9949 | VRF | 1 | LI02 | 23.6016 | ENT02 | 2 | ENV02 | 3.7 | WMSGS02 | 0.7 | BULD04 | 4 | ZVDF02 | 0
14172.297 | 4.1514 | 600 | 76918.83 | 128.198 | 583.5 | 2862.47 | 711.0849 | 4157.0549 | 72761.7751 | 39869.73 | 32892.0451 | VRF | 1 | LI01 | 9.9 | ENT01 | 1 | ENV01 | 2.5 | WMSGS02 | 0.7 | BULD03 | 3 | ZVDF01 | 1
14172.297 | 4.1514 | 600 | 77552.12 | 129.2535 | 583.5 | 2862.47 | 714.5996 | 4160.5696 | 73391.5504 | 39869.73 | 33521.8204 | VRF | 1 | LI01 | 9.9 | ENT01 | 1 | ENV01 | 2.5 | WMSGS02 | 0.7 | BULD03 | 3 | ZVDF02 | 0
14172.297 | 4.1514 | 600 | 76773.59 | 127.956 | 583.5 | 2862.47 | 649.5268 | 4095.4968 | 72678.0932 | 39869.73 | 32808.3632 | VRF | 1 | LI01 | 9.9 | ENT01 | 1 | ENV01 | 2.5 | WMSGS02 | 0.7 | BULD04 | 4 | ZVDF01 | 1
14172.297 | 4.1514 | 600 | 77412.95 | 129.0216 | 583.5 | 2862.47 | 653.7726 | 4099.7426 | 73313.2074 | 39869.73 | 33443.4774 | VRF | 1 | LI01 | 9.9 | ENT01 | 1 | ENV01 | 2.5 | WMSGS02 | 0.7 | BULD04 | 4 | ZVDF02 | 0
14172.297 | 4.1514 | 600 | 74745.8 | 124.5763 | 583.5 | 2862.47 | 647.2626 | 4093.2326 | 70652.5674 | 39869.73 | 30782.8374 | VRF | 1 | LI01 | 9.9 | ENT01 | 1 | ENV02 | 3.7 | WMSGS01 | 0.3 | BULD01 | 1 | ZVDF01 | 1
14172.297 | 4.1514 | 600 | 75401.11 | 125.6685 | 583.5 | 2862.47 | 654.4397 | 4100.4097 | 71300.7003 | 39869.73 | 31430.9703 | VRF | 1 | LI01 | 9.9 | ENT01 | 1 | ENV02 | 3.7 | WMSGS01 | 0.3 | BULD01 | 1 | ZVDF02 | 0
14172.297 | 4.1514 | 600 | 74833.66 | 124.7228 | 583.5 | 2862.47 | 673.9628 | 4119.9328 | 70713.7272 | 39869.73 | 30843.9972 | VRF | 1 | LI01 | 9.9 | ENT01 | 1 | ENV02 | 3.7 | WMSGS01 | 0.3 | BULD02 | 2 | ZVDF01 | 1
14172.297 | 4.1514 | 600 | 75515.03 | 125.8584 | 583.5 | 2862.47 | 680.6843 | 4126.6543 | 71388.3757 | 39869.73 | 31518.6457 | VRF | 1 | LI01 | 9.9 | ENT01 | 1 | ENV02 | 3.7 | WMSGS01 | 0.3 | BULD02 | 2 | ZVDF02 | 0
14172.297 | 4.1514 | 600 | 76870.79 | 128.118 | 583.5 | 2862.47 | 636.622 | 4082.592 | 72788.198 | 39869.73 | 32918.468 | VRF | 1 | LI01 | 9.9 | ENT01 | 1 | ENV01 | 2.5 | WMSGS01 | 0.3 | BULD01 | 1 | ZVDF02 | 0
14172.297 | 4.1514 | 600 | 74945.81 | 124.9097 | 583.5 | 2862.47 | 677.6243 | 4123.5943 | 70822.2157 | 39869.73 | 30952.4857 | VRF | 1 | LI01 | 9.9 | ENT01 | 1 | ENV02 | 3.7 | WMSGS01 | 0.3 | BULD03 | 3 | ZVDF01 | 1
14172.297 | 4.1514 | 600 | 75677.13 | 126.1285 | 583.5 | 2862.47 | 684.044 | 4130.014 | 71547.116 | 39869.73 | 31677.386 | VRF | 1 | LI01 | 9.9 | ENT01 | 1 | ENV02 | 3.7 | WMSGS01 | 0.3 | BULD03 | 3 | ZVDF02 | 0
14172.297 | 4.1514 | 600 | 74884.08 | 124.8068 | 583.5 | 2862.47 | 648.7271 | 4094.6971 | 70789.3829 | 39869.73 | 30919.6529 | VRF | 1 | LI01 | 9.9 | ENT01 | 1 | ENV02 | 3.7 | WMSGS01 | 0.3 | BULD04 | 4 | ZVDF01 | 1
14172.297 | 4.1514 | 600 | 75589.34 | 125.9822 | 583.5 | 2862.47 | 655.4629 | 4101.4329 | 71487.9071 | 39869.73 | 31618.1771 | VRF | 1 | LI01 | 9.9 | ENT01 | 1 | ENV02 | 3.7 | WMSGS01 | 0.3 | BULD04 | 4 | ZVDF02 | 0
14172.297 | 4.1514 | 600 | 75111.27 | 125.1855 | 583.5 | 2862.47 | 664.9456 | 4110.9156 | 71000.3544 | 39869.73 | 31130.6244 | VRF | 1 | LI01 | 9.9 | ENT01 | 1 | ENV02 | 3.7 | WMSGS02 | 0.7 | BULD01 | 1 | ZVDF01 | 1
14172.297 | 4.1514 | 600 | 75882.34 | 126.4706 | 583.5 | 2862.47 | 671.6421 | 4117.6121 | 71764.7279 | 39869.73 | 31894.9979 | VRF | 1 | LI01 | 9.9 | ENT01 | 1 | ENV02 | 3.7 | WMSGS02 | 0.7 | BULD01 | 1 | ZVDF02 | 0
14172.297 | 4.1514 | 600 | 75310.28 | 125.5171 | 583.5 | 2862.47 | 695.4793 | 4141.4493 | 71168.8307 | 39869.73 | 31299.1007 | VRF | 1 | LI01 | 9.9 | ENT01 | 1 | ENV02 | 3.7 | WMSGS02 | 0.7 | BULD02 | 2 | ZVDF01 | 1
14172.297 | 4.1514 | 600 | 76111.16 | 126.8519 | 583.5 | 2862.47 | 701.0748 | 4147.0448 | 71964.1152 | 39869.73 | 32094.3852 | VRF | 1 | LI01 | 9.9 | ENT01 | 1 | ENV02 | 3.7 | WMSGS02 | 0.7 | BULD02 | 2 | ZVDF02 | 0
14172.297 | 4.1514 | 600 | 75582.91 | 125.9715 | 583.5 | 2862.47 | 706.7346 | 4152.7046 | 71430.2054 | 39869.73 | 31560.4754 | VRF | 1 | LI01 | 9.9 | ENT01 | 1 | ENV02 | 3.7 | WMSGS02 | 0.7 | BULD03 | 3 | ZVDF01 | 1
14172.297 | 4.1514 | 600 | 76441.32 | 127.4022 | 583.5 | 2862.47 | 711.461 | 4157.431 | 72283.889 | 39869.73 | 32414.159 | VRF | 1 | LI01 | 9.9 | ENT01 | 1 | ENV02 | 3.7 | WMSGS02 | 0.7 | BULD03 | 3 | ZVDF02 | 0
14172.297 | 4.1514 | 600 | 76421.73 | 127.3695 | 583.5 | 2862.47 | 679.9909 | 4125.9609 | 72295.7691 | 39869.73 | 32426.0391 | VRF | 1 | LI01 | 9.9 | ENT01 | 1 | ENV01 | 2.5 | WMSGS01 | 0.3 | BULD02 | 2 | ZVDF01 | 1
14172.297 | 4.1514 | 600 | 75473.03 | 125.7884 | 583.5 | 2862.47 | 675.2584 | 4121.2284 | 71351.8016 | 39869.73 | 31482.0716 | VRF | 1 | LI01 | 9.9 | ENT01 | 1 | ENV02 | 3.7 | WMSGS02 | 0.7 | BULD04 | 4 | ZVDF01 | 1
14172.297 | 4.1514 | 600 | 76301.15 | 127.1686 | 583.5 | 2862.47 | 681.1616 | 4127.1316 | 72174.0184 | 39869.73 | 32304.2884 | VRF | 1 | LI01 | 9.9 | ENT01 | 1 | ENV02 | 3.7 | WMSGS02 | 0.7 | BULD04 | 4 | ZVDF02 | 0
14172.297 | 4.1514 | 600 | 75330.66 | 125.5511 | 583.5 | 2862.47 | 699.4646 | 4145.4346 | 71185.2254 | 39869.73 | 31315.4954 | VRF | 1 | LI01 | 9.9 | ENT02 | 2 | ENV01 | 2.5 | WMSGS01 | 0.3 | BULD01 | 1 | ZVDF01 | 1
14172.297 | 4.1514 | 600 | 76418.42 | 127.364 | 583.5 | 2862.47 | 707.0603 | 4153.0303 | 72265.3897 | 39869.73 | 32395.6597 | VRF | 1 | LI01 | 9.9 | ENT02 | 2 | ENV01 | 2.5 | WMSGS01 | 0.3 | BULD01 | 1 | ZVDF02 | 0
14172.297 | 4.1514 | 600 | 75635.54 | 126.0592 | 583.5 | 2862.47 | 718.2529 | 4164.2229 | 71471.3171 | 39869.73 | 31601.5871 | VRF | 1 | LI01 | 9.9 | ENT02 | 2 | ENV01 | 2.5 | WMSGS01 | 0.3 | BULD02 | 2 | ZVDF01 | 1
14172.297 | 4.1514 | 600 | 76767.22 | 127.9454 | 583.5 | 2862.47 | 726.3819 | 4172.3519 | 72594.8681 | 39869.73 | 32725.1381 | VRF | 1 | LI01 | 9.9 | ENT02 | 2 | ENV01 | 2.5 | WMSGS01 | 0.3 | BULD02 | 2 | ZVDF02 | 0
14172.297 | 4.1514 | 600 | 75987.54 | 126.6459 | 583.5 | 2862.47 | 743.1988 | 4189.1688 | 71798.3712 | 39869.73 | 31928.6412 | VRF | 1 | LI01 | 9.9 | ENT02 | 2 | ENV01 | 2.5 | WMSGS01 | 0.3 | BULD03 | 3 | ZVDF01 | 1
14172.297 | 4.1514 | 600 | 77162.88 | 128.6048 | 583.5 | 2862.47 | 749.5337 | 4195.5037 | 72967.3763 | 39869.73 | 33097.6463 | VRF | 1 | LI01 | 9.9 | ENT02 | 2 | ENV01 | 2.5 | WMSGS01 | 0.3 | BULD03 | 3 | ZVDF02 | 0
14172.297 | 4.1514 | 600 | 75868.48 | 126.4475 | 583.5 | 2862.47 | 731.4011 | 4177.3711 | 71691.1089 | 39869.73 | 31821.3789 | VRF | 1 | LI01 | 9.9 | ENT02 | 2 | ENV01 | 2.5 | WMSGS01 | 0.3 | BULD04 | 4 | ZVDF01 | 1
14172.297 | 4.1514 | 600 | 77005.18 | 128.342 | 583.5 | 2862.47 | 738.7891 | 4184.7591 | 72820.4209 | 39869.73 | 32950.6909 | VRF | 1 | LI01 | 9.9 | ENT02 | 2 | ENV01 | 2.5 | WMSGS01 | 0.3 | BULD04 | 4 | ZVDF02 | 0
14172.297 | 4.1514 | 600 | 76948.71 | 128.2478 | 583.5 | 2862.47 | 684.9423 | 4130.9123 | 72817.7977 | 39869.73 | 32948.0677 | VRF | 1 | LI01 | 9.9 | ENT01 | 1 | ENV01 | 2.5 | WMSGS01 | 0.3 | BULD02 | 2 | ZVDF02 | 0
14172.297 | 4.1514 | 600 | 75973.13 | 126.6219 | 583.5 | 2862.47 | 731.1687 | 4177.1387 | 71795.9913 | 39869.73 | 31926.2613 | VRF | 1 | LI01 | 9.9 | ENT02 | 2 | ENV01 | 2.5 | WMSGS02 | 0.7 | BULD01 | 1 | ZVDF01 | 1
14172.297 | 4.1514 | 600 | 77141.25 | 128.5688 | 583.5 | 2862.47 | 737.6922 | 4183.6622 | 72957.5878 | 39869.73 | 33087.8578 | VRF | 1 | LI01 | 9.9 | ENT02 | 2 | ENV01 | 2.5 | WMSGS02 | 0.7 | BULD01 | 1 | ZVDF02 | 0
14172.297 | 4.1514 | 600 | 76448.26 | 127.4138 | 583.5 | 2862.47 | 754.9747 | 4200.9447 | 72247.3153 | 39869.73 | 32377.5853 | VRF | 1 | LI01 | 9.9 | ENT02 | 2 | ENV01 | 2.5 | WMSGS02 | 0.7 | BULD02 | 2 | ZVDF01 | 1
14172.297 | 4.1514 | 600 | 77645.33 | 129.4089 | 583.5 | 2862.47 | 760.8375 | 4206.8075 | 73438.5225 | 39869.73 | 33568.7925 | VRF | 1 | LI01 | 9.9 | ENT02 | 2 | ENV01 | 2.5 | WMSGS02 | 0.7 | BULD02 | 2 | ZVDF02 | 0
14172.297 | 4.1514 | 600 | 76998.48 | 128.3308 | 583.5 | 2862.47 | 782.9636 | 4228.9336 | 72769.5464 | 39869.73 | 32899.8164 | VRF | 1 | LI01 | 9.9 | ENT02 | 2 | ENV01 | 2.5 | WMSGS02 | 0.7 | BULD03 | 3 | ZVDF01 | 1
14172.297 | 4.1514 | 600 | 78227.2 | 130.3787 | 583.5 | 2862.47 | 787.0509 | 4233.0209 | 73994.1791 | 39869.73 | 34124.4491 | VRF | 1 | LI01 | 9.9 | ENT02 | 2 | ENV01 | 2.5 | WMSGS02 | 0.7 | BULD03 | 3 | ZVDF02 | 0
14172.297 | 4.1514 | 600 | 76810.57 | 128.0176 | 583.5 | 2862.47 | 769.0284 | 4214.9984 | 72595.5716 | 39869.73 | 32725.8416 | VRF | 1 | LI01 | 9.9 | ENT02 | 2 | ENV01 | 2.5 | WMSGS02 | 0.7 | BULD04 | 4 | ZVDF01 | 1
14172.297 | 4.1514 | 600 | 78004.47 | 130.0075 | 583.5 | 2862.47 | 774.1419 | 4220.1119 | 73784.3581 | 39869.73 | 33914.6281 | VRF | 1 | LI01 | 9.9 | ENT02 | 2 | ENV01 | 2.5 | WMSGS02 | 0.7 | BULD04 | 4 | ZVDF02 | 0
14172.297 | 4.1514 | 600 | 75422.72 | 125.7045 | 583.5 | 2862.47 | 713.6193 | 4159.5893 | 71263.1307 | 39869.73 | 31393.4007 | VRF | 1 | LI01 | 9.9 | ENT02 | 2 | ENV02 | 3.7 | WMSGS01 | 0.3 | BULD01 | 1 | ZVDF01 | 1
14172.297 | 4.1514 | 600 | 76553.4 | 127.589 | 583.5 | 2862.47 | 721.53 | 4167.5 | 72385.9 | 39869.73 | 32516.17 | VRF | 1 | LI01 | 9.9 | ENT02 | 2 | ENV02 | 3.7 | WMSGS01 | 0.3 | BULD01 | 1 | ZVDF02 | 0
14172.297 | 4.1514 | 600 | 76468.78 | 127.448 | 583.5 | 2862.47 | 685.9065 | 4131.8765 | 72336.9035 | 39869.73 | 32467.1735 | VRF | 1 | LI01 | 9.9 | ENT01 | 1 | ENV01 | 2.5 | WMSGS01 | 0.3 | BULD03 | 3 | ZVDF01 | 1
14172.297 | 4.1514 | 600 | 75680.44 | 126.1341 | 583.5 | 2862.47 | 725.9646 | 4171.9346 | 71508.5054 | 39869.73 | 31638.7754 | VRF | 1 | LI01 | 9.9 | ENT02 | 2 | ENV02 | 3.7 | WMSGS01 | 0.3 | BULD02 | 2 | ZVDF01 | 1
14172.297 | 4.1514 | 600 | 76834.28 | 128.0571 | 583.5 | 2862.47 | 733.154 | 4179.124 | 72655.156 | 39869.73 | 32785.426 | VRF | 1 | LI01 | 9.9 | ENT02 | 2 | ENV02 | 3.7 | WMSGS01 | 0.3 | BULD02 | 2 | ZVDF02 | 0
14172.297 | 4.1514 | 600 | 75958.06 | 126.5968 | 583.5 | 2862.47 | 740.553 | 4186.523 | 71771.537 | 39869.73 | 31901.807 | VRF | 1 | LI01 | 9.9 | ENT02 | 2 | ENV02 | 3.7 | WMSGS01 | 0.3 | BULD03 | 3 | ZVDF01 | 1
14172.297 | 4.1514 | 600 | 77144.92 | 128.5749 | 583.5 | 2862.47 | 746.6863 | 4192.6563 | 72952.2637 | 39869.73 | 33082.5337 | VRF | 1 | LI01 | 9.9 | ENT02 | 2 | ENV02 | 3.7 | WMSGS01 | 0.3 | BULD03 | 3 | ZVDF02 | 0
14172.297 | 4.1514 | 600 | 75863.5 | 126.4392 | 583.5 | 2862.47 | 735.597 | 4181.567 | 71681.933 | 39869.73 | 31812.203 | VRF | 1 | LI01 | 9.9 | ENT02 | 2 | ENV02 | 3.7 | WMSGS01 | 0.3 | BULD04 | 4 | ZVDF01 | 1
14172.297 | 4.1514 | 600 | 77015.55 | 128.3593 | 583.5 | 2862.47 | 742.0417 | 4188.0117 | 72827.5383 | 39869.73 | 32957.8083 | VRF | 1 | LI01 | 9.9 | ENT02 | 2 | ENV02 | 3.7 | WMSGS01 | 0.3 | BULD04 | 4 | ZVDF02 | 0
14172.297 | 4.1514 | 600 | 76096.98 | 126.8283 | 583.5 | 2862.47 | 745.826 | 4191.796 | 71905.184 | 39869.73 | 32035.454 | VRF | 1 | LI01 | 9.9 | ENT02 | 2 | ENV02 | 3.7 | WMSGS02 | 0.7 | BULD01 | 1 | ZVDF01 | 1
14172.297 | 4.1514 | 600 | 77294.26 | 128.8238 | 583.5 | 2862.47 | 751.4213 | 4197.3913 | 73096.8687 | 39869.73 | 33227.1387 | VRF | 1 | LI01 | 9.9 | ENT02 | 2 | ENV02 | 3.7 | WMSGS02 | 0.7 | BULD01 | 1 | ZVDF02 | 0
14172.297 | 4.1514 | 600 | 76526.59 | 127.5443 | 583.5 | 2862.47 | 762.6934 | 4208.6634 | 72317.9266 | 39869.73 | 32448.1966 | VRF | 1 | LI01 | 9.9 | ENT02 | 2 | ENV02 | 3.7 | WMSGS02 | 0.7 | BULD02 | 2 | ZVDF01 | 1
14172.297 | 4.1514 | 600 | 77743.91 | 129.5732 | 583.5 | 2862.47 | 767.8965 | 4213.8665 | 73530.0435 | 39869.73 | 33660.3135 | VRF | 1 | LI01 | 9.9 | ENT02 | 2 | ENV02 | 3.7 | WMSGS02 | 0.7 | BULD02 | 2 | ZVDF02 | 0
14172.297 | 4.1514 | 600 | 77038.54 | 128.3976 | 583.5 | 2862.47 | 690.5923 | 4136.5623 | 72901.9777 | 39869.73 | 33032.2477 | VRF | 1 | LI01 | 9.9 | ENT01 | 1 | ENV01 | 2.5 | WMSGS01 | 0.3 | BULD03 | 3 | ZVDF02 | 0
14172.297 | 4.1514 | 600 | 77016.14 | 128.3602 | 583.5 | 2862.47 | 782.1366 | 4228.1066 | 72788.0334 | 39869.73 | 32918.3034 | VRF | 1 | LI01 | 9.9 | ENT02 | 2 | ENV02 | 3.7 | WMSGS02 | 0.7 | BULD03 | 3 | ZVDF01 | 1
14172.297 | 4.1514 | 600 | 78250.8 | 130.418 | 583.5 | 2862.47 | 786.1874 | 4232.1574 | 74018.6426 | 39869.73 | 34148.9126 | VRF | 1 | LI01 | 9.9 | ENT02 | 2 | ENV02 | 3.7 | WMSGS02 | 0.7 | BULD03 | 3 | ZVDF02 | 0
14172.297 | 4.1514 | 600 | 76836.47 | 128.0608 | 583.5 | 2862.47 | 773.0076 | 4218.9776 | 72617.4924 | 39869.73 | 32747.7624 | VRF | 1 | LI01 | 9.9 | ENT02 | 2 | ENV02 | 3.7 | WMSGS02 | 0.7 | BULD04 | 4 | ZVDF01 | 1
14172.297 | 4.1514 | 600 | 78044.91 | 130.0748 | 583.5 | 2862.47 | 777.8373 | 4223.8073 | 73821.1027 | 39869.73 | 33951.3727 | VRF | 1 | LI01 | 9.9 | ENT02 | 2 | ENV02 | 3.7 | WMSGS02 | 0.7 | BULD04 | 4 | ZVDF02 | 0
14172.297 | 4.1514 | 600 | 104398.65 | 173.9978 | 1391.07 | 2862.47 | 734.4437 | 4987.9837 | 99410.6663 | 39869.73 | 59540.9363 | VRF | 1 | LI02 | 23.6016 | ENT01 | 1 | ENV01 | 2.5 | WMSGS01 | 0.3 | BULD01 | 1 | ZVDF01 | 1
14172.297 | 4.1514 | 600 | 105206.46 | 175.3441 | 1391.07 | 2862.47 | 738.7315 | 4992.2715 | 100214.1885 | 39869.73 | 60344.4585 | VRF | 1 | LI02 | 23.6016 | ENT01 | 1 | ENV01 | 2.5 | WMSGS01 | 0.3 | BULD01 | 1 | ZVDF02 | 0
14172.297 | 4.1514 | 600 | 104466.2 | 174.1103 | 1391.07 | 2862.47 | 777.4288 | 5030.9688 | 99435.2312 | 39869.73 | 59565.5012 | VRF | 1 | LI02 | 23.6016 | ENT01 | 1 | ENV01 | 2.5 | WMSGS01 | 0.3 | BULD02 | 2 | ZVDF01 | 1
14172.297 | 4.1514 | 600 | 105275.37 | 175.4589 | 1391.07 | 2862.47 | 781.2671 | 5034.8071 | 100240.5629 | 39869.73 | 60370.8329 | VRF | 1 | LI02 | 23.6016 | ENT01 | 1 | ENV01 | 2.5 | WMSGS01 | 0.3 | BULD02 | 2 | ZVDF02 | 0
14172.297 | 4.1514 | 600 | 104506.07 | 174.1768 | 1391.07 | 2862.47 | 788.3833 | 5041.9233 | 99464.1467 | 39869.73 | 59594.4167 | VRF | 1 | LI02 | 23.6016 | ENT01 | 1 | ENV01 | 2.5 | WMSGS01 | 0.3 | BULD03 | 3 | ZVDF01 | 1
14172.297 | 4.1514 | 600 | 105331.95 | 175.5532 | 1391.07 | 2862.47 | 792.0263 | 5045.5663 | 100286.3837 | 39869.73 | 60416.6537 | VRF | 1 | LI02 | 23.6016 | ENT01 | 1 | ENV01 | 2.5 | WMSGS01 | 0.3 | BULD03 | 3 | ZVDF02 | 0
14172.297 | 4.1514 | 600 | 76373.58 | 127.2893 | 583.5 | 2862.47 | 627.1646 | 4073.1346 | 72300.4454 | 39869.73 | 32430.7154 | VRF | 1 | LI01 | 9.9 | ENT01 | 1 | ENV01 | 2.5 | WMSGS01 | 0.3 | BULD04 | 4 | ZVDF01 | 1
14172.297 | 4.1514 | 600 | 104408.27 | 174.0138 | 1391.07 | 2862.47 | 729.8718 | 4983.4118 | 99424.8582 | 39869.73 | 59555.1282 | VRF | 1 | LI02 | 23.6016 | ENT01 | 1 | ENV01 | 2.5 | WMSGS01 | 0.3 | BULD04 | 4 | ZVDF01 | 1
14172.297 | 4.1514 | 600 | 105256.77 | 175.4279 | 1391.07 | 2862.47 | 734.3076 | 4987.8476 | 100268.9224 | 39869.73 | 60399.1924 | VRF | 1 | LI02 | 23.6016 | ENT01 | 1 | ENV01 | 2.5 | WMSGS01 | 0.3 | BULD04 | 4 | ZVDF02 | 0
14172.297 | 4.1514 | 600 | 104663.17 | 174.4386 | 1391.07 | 2862.47 | 746.8278 | 5000.3678 | 99662.8022 | 39869.73 | 59793.0722 | VRF | 1 | LI02 | 23.6016 | ENT01 | 1 | ENV01 | 2.5 | WMSGS02 | 0.7 | BULD01 | 1 | ZVDF01 | 1
14172.297 | 4.1514 | 600 | 105477.06 | 175.7951 | 1391.07 | 2862.47 | 750.9411 | 5004.4811 | 100472.5789 | 39869.73 | 60602.8489 | VRF | 1 | LI02 | 23.6016 | ENT01 | 1 | ENV01 | 2.5 | WMSGS02 | 0.7 | BULD01 | 1 | ZVDF02 | 0
14172.297 | 4.1514 | 600 | 104815.03 | 174.6917 | 1391.07 | 2862.47 | 793.1042 | 5046.6442 | 99768.3858 | 39869.73 | 59898.6558 | VRF | 1 | LI02 | 23.6016 | ENT01 | 1 | ENV01 | 2.5 | WMSGS02 | 0.7 | BULD02 | 2 | ZVDF01 | 1
14172.297 | 4.1514 | 600 | 105623.59 | 176.0393 | 1391.07 | 2862.47 | 797.0274 | 5050.5674 | 100573.0226 | 39869.73 | 60703.2926 | VRF | 1 | LI02 | 23.6016 | ENT01 | 1 | ENV01 | 2.5 | WMSGS02 | 0.7 | BULD02 | 2 | ZVDF02 | 0
14172.297 | 4.1514 | 600 | 104949.32 | 174.9155 | 1391.07 | 2862.47 | 810.2207 | 5063.7607 | 99885.5593 | 39869.73 | 60015.8293 | VRF | 1 | LI02 | 23.6016 | ENT01 | 1 | ENV01 | 2.5 | WMSGS02 | 0.7 | BULD03 | 3 | ZVDF01 | 1
14172.297 | 4.1514 | 600 | 105776.21 | 176.2937 | 1391.07 | 2862.47 | 813.8277 | 5067.3677 | 100708.8423 | 39869.73 | 60839.1123 | VRF | 1 | LI02 | 23.6016 | ENT01 | 1 | ENV01 | 2.5 | WMSGS02 | 0.7 | BULD03 | 3 | ZVDF02 | 0
14172.297 | 4.1514 | 600 | 104816.75 | 174.6946 | 1391.07 | 2862.47 | 749.8421 | 5003.3821 | 99813.3679 | 39869.73 | 59943.6379 | VRF | 1 | LI02 | 23.6016 | ENT01 | 1 | ENV01 | 2.5 | WMSGS02 | 0.7 | BULD04 | 4 | ZVDF01 | 1
14172.297 | 4.1514 | 600 | 105656.37 | 176.0939 | 1391.07 | 2862.47 | 753.5537 | 5007.0937 | 100649.2763 | 39869.73 | 60779.5463 | VRF | 1 | LI02 | 23.6016 | ENT01 | 1 | ENV01 | 2.5 | WMSGS02 | 0.7 | BULD04 | 4 | ZVDF02 | 0
14172.297 | 4.1514 | 600 | 76953.13 | 128.2552 | 583.5 | 2862.47 | 632.0431 | 4078.0131 | 72875.1169 | 39869.73 | 33005.3869 | VRF | 1 | LI01 | 9.9 | ENT01 | 1 | ENV01 | 2.5 | WMSGS01 | 0.3 | BULD04 | 4 | ZVDF02 | 0
14172.297 | 4.1514 | 600 | 103372.32 | 172.2872 | 1391.07 | 2862.47 | 760.5642 | 5014.1042 | 98358.2158 | 39869.73 | 58488.4858 | VRF | 1 | LI02 | 23.6016 | ENT01 | 1 | ENV02 | 3.7 | WMSGS01 | 0.3 | BULD01 | 1 | ZVDF01 | 1
14172.297 | 4.1514 | 600 | 104513.2 | 174.1887 | 1391.07 | 2862.47 | 765.7038 | 5019.2438 | 99493.9562 | 39869.73 | 59624.2262 | VRF | 1 | LI02 | 23.6016 | ENT01 | 1 | ENV02 | 3.7 | WMSGS01 | 0.3 | BULD01 | 1 | ZVDF02 | 0
14172.297 | 4.1514 | 600 | 103446.83 | 172.4114 | 1391.07 | 2862.47 | 781.5314 | 5035.0714 | 98411.7586 | 39869.73 | 58542.0286 | VRF | 1 | LI02 | 23.6016 | ENT01 | 1 | ENV02 | 3.7 | WMSGS01 | 0.3 | BULD02 | 2 | ZVDF01 | 1
14172.297 | 4.1514 | 600 | 104586.73 | 174.3112 | 1391.07 | 2862.47 | 786.1527 | 5039.6927 | 99547.0373 | 39869.73 | 59677.3073 | VRF | 1 | LI02 | 23.6016 | ENT01 | 1 | ENV02 | 3.7 | WMSGS01 | 0.3 | BULD02 | 2 | ZVDF02 | 0
14172.297 | 4.1514 | 600 | 103564.81 | 172.608 | 1391.07 | 2862.47 | 788.4116 | 5041.9516 | 98522.8584 | 39869.73 | 58653.1284 | VRF | 1 | LI02 | 23.6016 | ENT01 | 1 | ENV02 | 3.7 | WMSGS01 | 0.3 | BULD03 | 3 | ZVDF01 | 1
14172.297 | 4.1514 | 600 | 104736.93 | 174.5615 | 1391.07 | 2862.47 | 792.8452 | 5046.3852 | 99690.5448 | 39869.73 | 59820.8148 | VRF | 1 | LI02 | 23.6016 | ENT01 | 1 | ENV02 | 3.7 | WMSGS01 | 0.3 | BULD03 | 3 | ZVDF02 | 0
14172.297 | 4.1514 | 600 | 103509.5 | 172.5158 | 1391.07 | 2862.47 | 762.9027 | 5016.4427 | 98493.0573 | 39869.73 | 58623.3273 | VRF | 1 | LI02 | 23.6016 | ENT01 | 1 | ENV02 | 3.7 | WMSGS01 | 0.3 | BULD04 | 4 | ZVDF01 | 1
14172.297 | 4.1514 | 600 | 104683.64 | 174.4727 | 1391.07 | 2862.47 | 767.9655 | 5021.5055 | 99662.1345 | 39869.73 | 59792.4045 | VRF | 1 | LI02 | 23.6016 | ENT01 | 1 | ENV02 | 3.7 | WMSGS01 | 0.3 | BULD04 | 4 | ZVDF02 | 0
14172.297 | 4.1514 | 600 | 103713.79 | 172.8563 | 1391.07 | 2862.47 | 776.1315 | 5029.6715 | 98684.1185 | 39869.73 | 58814.3885 | VRF | 1 | LI02 | 23.6016 | ENT01 | 1 | ENV02 | 3.7 | WMSGS02 | 0.7 | BULD01 | 1 | ZVDF01 | 1
14172.297 | 4.1514 | 600 | 104880.18 | 174.8003 | 1391.07 | 2862.47 | 780.2595 | 5033.7995 | 99846.3805 | 39869.73 | 59976.6505 | VRF | 1 | LI02 | 23.6016 | ENT01 | 1 | ENV02 | 3.7 | WMSGS02 | 0.7 | BULD01 | 1 | ZVDF02 | 0
14172.297 | 4.1514 | 600 | 76609.81 | 127.683 | 583.5 | 2862.47 | 645.971 | 4091.941 | 72517.869 | 39869.73 | 32648.139 | VRF | 1 | LI01 | 9.9 | ENT01 | 1 | ENV01 | 2.5 | WMSGS02 | 0.7 | BULD01 | 1 | ZVDF01 | 1
14172.297 | 4.1514 | 600 | 103876.86 | 173.1281 | 1391.07 | 2862.47 | 800.5301 | 5054.0701 | 98822.7899 | 39869.73 | 58953.0599 | VRF | 1 | LI02 | 23.6016 | ENT01 | 1 | ENV02 | 3.7 | WMSGS02 | 0.7 | BULD02 | 2 | ZVDF01 | 1
14172.297 | 4.1514 | 600 | 105028.66 | 175.0478 | 1391.07 | 2862.47 | 804.4826 | 5058.0226 | 99970.6374 | 39869.73 | 60100.9074 | VRF | 1 | LI02 | 23.6016 | ENT01 | 1 | ENV02 | 3.7 | WMSGS02 | 0.7 | BULD02 | 2 | ZVDF02 | 0
14172.297 | 4.1514 | 600 | 104121.03 | 173.535 | 1391.07 | 2862.47 | 812.3561 | 5065.8961 | 99055.1339 | 39869.73 | 59185.4039 | VRF | 1 | LI02 | 23.6016 | ENT01 | 1 | ENV02 | 3.7 | WMSGS02 | 0.7 | BULD03 | 3 | ZVDF01 | 1
14172.297 | 4.1514 | 600 | 105299.44 | 175.4991 | 1391.07 | 2862.47 | 815.9234 | 5069.4634 | 100229.9766 | 39869.73 | 60360.2466 | VRF | 1 | LI02 | 23.6016 | ENT01 | 1 | ENV02 | 3.7 | WMSGS02 | 0.7 | BULD03 | 3 | ZVDF02 | 0
14172.297 | 4.1514 | 600 | 104020.52 | 173.3675 | 1391.07 | 2862.47 | 785.6828 | 5039.2228 | 98981.2972 | 39869.73 | 59111.5672 | VRF | 1 | LI02 | 23.6016 | ENT01 | 1 | ENV02 | 3.7 | WMSGS02 | 0.7 | BULD04 | 4 | ZVDF01 | 1
14172.297 | 4.1514 | 600 | 105213.07 | 175.3551 | 1391.07 | 2862.47 | 789.7498 | 5043.2898 | 100169.7802 | 39869.73 | 60300.0502 | VRF | 1 | LI02 | 23.6016 | ENT01 | 1 | ENV02 | 3.7 | WMSGS02 | 0.7 | BULD04 | 4 | ZVDF02 | 0
14172.297 | 4.1514 | 600 | 105100.13 | 175.1669 | 1391.07 | 2862.47 | 833.8706 | 5087.4106 | 100012.7194 | 39869.73 | 60142.9894 | VRF | 1 | LI02 | 23.6016 | ENT02 | 2 | ENV01 | 2.5 | WMSGS01 | 0.3 | BULD01 | 1 | ZVDF01 | 1
14172.297 | 4.1514 | 600 | 106293.38 | 177.1556 | 1391.07 | 2862.47 | 835.862 | 5089.402 | 101203.978 | 39869.73 | 61334.248 | VRF | 1 | LI02 | 23.6016 | ENT02 | 2 | ENV01 | 2.5 | WMSGS01 | 0.3 | BULD01 | 1 | ZVDF02 | 0
14172.297 | 4.1514 | 600 | 105324.96 | 175.5416 | 1391.07 | 2862.47 | 845.173 | 5098.713 | 100226.247 | 39869.73 | 60356.517 | VRF | 1 | LI02 | 23.6016 | ENT02 | 2 | ENV01 | 2.5 | WMSGS01 | 0.3 | BULD02 | 2 | ZVDF01 | 1
14172.297 | 4.1514 | 600 | 106503.46 | 177.5058 | 1391.07 | 2862.47 | 847.0655 | 5100.6055 | 101402.8545 | 39869.73 | 61533.1245 | VRF | 1 | LI02 | 23.6016 | ENT02 | 2 | ENV01 | 2.5 | WMSGS01 | 0.3 | BULD02 | 2 | ZVDF02 | 0
14172.297 | 4.1514 | 600 | 77191.5 | 128.6525 | 583.5 | 2862.47 | 651.0991 | 4097.0691 | 73094.4309 | 39869.73 | 33224.7009 | VRF | 1 | LI01 | 9.9 | ENT01 | 1 | ENV01 | 2.5 | WMSGS02 | 0.7 | BULD01 | 1 | ZVDF02 | 0
14172.297 | 4.1514 | 600 | 90980.54 | 151.6342 | 583.5 | 2862.47 | 625.4613 | 4071.4313 | 86909.1087 | 39869.73 | 47039.3787 | Splitao | 2 | LI01 | 9.9 | ENT01 | 1 | ENV01 | 2.5 | WMSGS01 | 0.3 | BULD01 | 1 | ZVDF01 | 1
14172.297 | 4.1514 | 600 | 117601.8 | 196.003 | 1391.07 | 2862.47 | 902.8197 | 5156.3597 | 112445.4403 | 39869.73 | 72575.7103 | Splitao | 2 | LI02 | 23.6016 | ENT02 | 2 | ENV01 | 2.5 | WMSGS01 | 0.3 | BULD03 | 3 | ZVDF01 | 1
14172.297 | 4.1514 | 600 | 118841.94 | 198.0699 | 1391.07 | 2862.47 | 900.8962 | 5154.4362 | 113687.5038 | 39869.73 | 73817.7738 | Splitao | 2 | LI02 | 23.6016 | ENT02 | 2 | ENV01 | 2.5 | WMSGS01 | 0.3 | BULD03 | 3 | ZVDF02 | 0
14172.297 | 4.1514 | 600 | 117466.45 | 195.7774 | 1391.07 | 2862.47 | 895.7202 | 5149.2602 | 112317.1898 | 39869.73 | 72447.4598 | Splitao | 2 | LI02 | 23.6016 | ENT02 | 2 | ENV01 | 2.5 | WMSGS01 | 0.3 | BULD04 | 4 | ZVDF01 | 1
14172.297 | 4.1514 | 600 | 118512.83 | 197.5214 | 1391.07 | 2862.47 | 894.9521 | 5148.4921 | 113364.3379 | 39869.73 | 73494.6079 | Splitao | 2 | LI02 | 23.6016 | ENT02 | 2 | ENV01 | 2.5 | WMSGS01 | 0.3 | BULD04 | 4 | ZVDF02 | 0
14172.297 | 4.1514 | 600 | 117626.97 | 196.045 | 1391.07 | 2862.47 | 888.9893 | 5142.5293 | 112484.4407 | 39869.73 | 72614.7107 | Splitao | 2 | LI02 | 23.6016 | ENT02 | 2 | ENV01 | 2.5 | WMSGS02 | 0.7 | BULD01 | 1 | ZVDF01 | 1
14172.297 | 4.1514 | 600 | 118821.56 | 198.0359 | 1391.07 | 2862.47 | 886.6957 | 5140.2357 | 113681.3243 | 39869.73 | 73811.5943 | Splitao | 2 | LI02 | 23.6016 | ENT02 | 2 | ENV01 | 2.5 | WMSGS02 | 0.7 | BULD01 | 1 | ZVDF02 | 0
14172.297 | 4.1514 | 600 | 117770.34 | 196.2839 | 1391.07 | 2862.47 | 925.8022 | 5179.3422 | 112590.9978 | 39869.73 | 72721.2678 | Splitao | 2 | LI02 | 23.6016 | ENT02 | 2 | ENV01 | 2.5 | WMSGS02 | 0.7 | BULD02 | 2 | ZVDF01 | 1
14172.297 | 4.1514 | 600 | 118698.67 | 197.8311 | 1391.07 | 2862.47 | 930.0497 | 5183.5897 | 113515.0803 | 39869.73 | 73645.3503 | Splitao | 2 | LI02 | 23.6016 | ENT02 | 2 | ENV01 | 2.5 | WMSGS02 | 0.7 | BULD02 | 2 | ZVDF02 | 0
14172.297 | 4.1514 | 600 | 119224.86 | 198.7081 | 1391.07 | 2862.47 | 958.0271 | 5211.5671 | 114013.2929 | 39869.73 | 74143.5629 | Splitao | 2 | LI02 | 23.6016 | ENT02 | 2 | ENV01 | 2.5 | WMSGS02 | 0.7 | BULD03 | 3 | ZVDF01 | 1
14172.297 | 4.1514 | 600 | 120427.73 | 200.7129 | 1391.07 | 2862.47 | 954.8354 | 5208.3754 | 115219.3546 | 39869.73 | 75349.6246 | Splitao | 2 | LI02 | 23.6016 | ENT02 | 2 | ENV01 | 2.5 | WMSGS02 | 0.7 | BULD03 | 3 | ZVDF02 | 0
14172.297 | 4.1514 | 600 | 90375.49 | 150.6258 | 583.5 | 2862.47 | 718.0787 | 4164.0487 | 86211.4413 | 39869.73 | 46341.7113 | Splitao | 2 | LI01 | 9.9 | ENT01 | 1 | ENV01 | 2.5 | WMSGS02 | 0.7 | BULD02 | 2 | ZVDF01 | 1
14172.297 | 4.1514 | 600 | 118863.09 | 198.1051 | 1391.07 | 2862.47 | 948.2013 | 5201.7413 | 113661.3487 | 39869.73 | 73791.6187 | Splitao | 2 | LI02 | 23.6016 | ENT02 | 2 | ENV01 | 2.5 | WMSGS02 | 0.7 | BULD04 | 4 | ZVDF01 | 1
14172.297 | 4.1514 | 600 | 119752.32 | 199.5872 | 1391.07 | 2862.47 | 950.034 | 5203.574 | 114548.746 | 39869.73 | 74679.016 | Splitao | 2 | LI02 | 23.6016 | ENT02 | 2 | ENV01 | 2.5 | WMSGS02 | 0.7 | BULD04 | 4 | ZVDF02 | 0
14172.297 | 4.1514 | 600 | 116855.95 | 194.7599 | 1391.07 | 2862.47 | 873.1699 | 5126.7099 | 111729.2401 | 39869.73 | 71859.5101 | Splitao | 2 | LI02 | 23.6016 | ENT02 | 2 | ENV02 | 3.7 | WMSGS01 | 0.3 | BULD01 | 1 | ZVDF01 | 1
14172.297 | 4.1514 | 600 | 118071.28 | 196.7855 | 1391.07 | 2862.47 | 870.1595 | 5123.6995 | 112947.5805 | 39869.73 | 73077.8505 | Splitao | 2 | LI02 | 23.6016 | ENT02 | 2 | ENV02 | 3.7 | WMSGS01 | 0.3 | BULD01 | 1 | ZVDF02 | 0
14172.297 | 4.1514 | 600 | 116782.5 | 194.6375 | 1391.07 | 2862.47 | 890.0378 | 5143.5778 | 111638.9222 | 39869.73 | 71769.1922 | Splitao | 2 | LI02 | 23.6016 | ENT02 | 2 | ENV02 | 3.7 | WMSGS01 | 0.3 | BULD02 | 2 | ZVDF01 | 1
14172.297 | 4.1514 | 600 | 117784.11 | 196.3068 | 1391.07 | 2862.47 | 892.9599 | 5146.4999 | 112637.6101 | 39869.73 | 72767.8801 | Splitao | 2 | LI02 | 23.6016 | ENT02 | 2 | ENV02 | 3.7 | WMSGS01 | 0.3 | BULD02 | 2 | ZVDF02 | 0
14172.297 | 4.1514 | 600 | 117695.59 | 196.1593 | 1391.07 | 2862.47 | 904.7544 | 5158.2944 | 112537.2956 | 39869.73 | 72667.5656 | Splitao | 2 | LI02 | 23.6016 | ENT02 | 2 | ENV02 | 3.7 | WMSGS01 | 0.3 | BULD03 | 3 | ZVDF01 | 1
14172.297 | 4.1514 | 600 | 118944.71 | 198.2412 | 1391.07 | 2862.47 | 901.3535 | 5154.8935 | 113789.8165 | 39869.73 | 73920.0865 | Splitao | 2 | LI02 | 23.6016 | ENT02 | 2 | ENV02 | 3.7 | WMSGS01 | 0.3 | BULD03 | 3 | ZVDF02 | 0
14172.297 | 4.1514 | 600 | 117620.12 | 196.0335 | 1391.07 | 2862.47 | 899.4184 | 5152.9584 | 112467.1616 | 39869.73 | 72597.4316 | Splitao | 2 | LI02 | 23.6016 | ENT02 | 2 | ENV02 | 3.7 | WMSGS01 | 0.3 | BULD04 | 4 | ZVDF01 | 1
14172.297 | 4.1514 | 600 | 118594.2 | 197.657 | 1391.07 | 2862.47 | 899.4966 | 5153.0366 | 113441.1634 | 39869.73 | 73571.4334 | Splitao | 2 | LI02 | 23.6016 | ENT02 | 2 | ENV02 | 3.7 | WMSGS01 | 0.3 | BULD04 | 4 | ZVDF02 | 0
14172.297 | 4.1514 | 600 | 89287.25 | 148.8121 | 583.5 | 2862.47 | 720.6879 | 4166.6579 | 85120.5921 | 39869.73 | 45250.8621 | Splitao | 2 | LI01 | 9.9 | ENT01 | 1 | ENV01 | 2.5 | WMSGS02 | 0.7 | BULD02 | 2 | ZVDF02 | 0
14172.297 | 4.1514 | 600 | 117917.71 | 196.5295 | 1391.07 | 2862.47 | 909.1853 | 5162.7253 | 112754.9847 | 39869.73 | 72885.2547 | Splitao | 2 | LI02 | 23.6016 | ENT02 | 2 | ENV02 | 3.7 | WMSGS02 | 0.7 | BULD01 | 1 | ZVDF01 | 1
14172.297 | 4.1514 | 600 | 119109.76 | 198.5163 | 1391.07 | 2862.47 | 905.4671 | 5159.0071 | 113950.7529 | 39869.73 | 74081.0229 | Splitao | 2 | LI02 | 23.6016 | ENT02 | 2 | ENV02 | 3.7 | WMSGS02 | 0.7 | BULD01 | 1 | ZVDF02 | 0
14172.297 | 4.1514 | 600 | 117925.45 | 196.5424 | 1391.07 | 2862.47 | 937.667 | 5191.207 | 112734.243 | 39869.73 | 72864.513 | Splitao | 2 | LI02 | 23.6016 | ENT02 | 2 | ENV02 | 3.7 | WMSGS02 | 0.7 | BULD02 | 2 | ZVDF01 | 1
14172.297 | 4.1514 | 600 | 118875.5 | 198.1258 | 1391.07 | 2862.47 | 941.7026 | 5195.2426 | 113680.2574 | 39869.73 | 73810.5274 | Splitao | 2 | LI02 | 23.6016 | ENT02 | 2 | ENV02 | 3.7 | WMSGS02 | 0.7 | BULD02 | 2 | ZVDF02 | 0
14172.297 | 4.1514 | 600 | 119377.42 | 198.9624 | 1391.07 | 2862.47 | 960.2252 | 5213.7652 | 114163.6548 | 39869.73 | 74293.9248 | Splitao | 2 | LI02 | 23.6016 | ENT02 | 2 | ENV02 | 3.7 | WMSGS02 | 0.7 | BULD03 | 3 | ZVDF01 | 1
14172.297 | 4.1514 | 600 | 120601.63 | 201.0027 | 1391.07 | 2862.47 | 956.9144 | 5210.4544 | 115391.1756 | 39869.73 | 75521.4456 | Splitao | 2 | LI02 | 23.6016 | ENT02 | 2 | ENV02 | 3.7 | WMSGS02 | 0.7 | BULD03 | 3 | ZVDF02 | 0
14172.297 | 4.1514 | 600 | 118940.04 | 198.2334 | 1391.07 | 2862.47 | 953.6547 | 5207.1947 | 113732.8453 | 39869.73 | 73863.1153 | Splitao | 2 | LI02 | 23.6016 | ENT02 | 2 | ENV02 | 3.7 | WMSGS02 | 0.7 | BULD04 | 4 | ZVDF01 | 1
14172.297 | 4.1514 | 600 | 119837.33 | 199.7289 | 1391.07 | 2862.47 | 955.7013 | 5209.2413 | 114628.0887 | 39869.73 | 74758.3587 | Splitao | 2 | LI02 | 23.6016 | ENT02 | 2 | ENV02 | 3.7 | WMSGS02 | 0.7 | BULD04 | 4 | ZVDF02 | 0
14172.297 | 4.1514 | 600 | 91976.76 | 153.2946 | 583.5 | 2862.47 | 736.37 | 4182.34 | 87794.42 | 39869.73 | 47924.69 | Splitao | 2 | LI01 | 9.9 | ENT01 | 1 | ENV01 | 2.5 | WMSGS02 | 0.7 | BULD03 | 3 | ZVDF01 | 1
14172.297 | 4.1514 | 600 | 91166.85 | 151.9447 | 583.5 | 2862.47 | 736.8419 | 4182.8119 | 86984.0381 | 39869.73 | 47114.3081 | Splitao | 2 | LI01 | 9.9 | ENT01 | 1 | ENV01 | 2.5 | WMSGS02 | 0.7 | BULD03 | 3 | ZVDF02 | 0
14172.297 | 4.1514 | 600 | 91520.95 | 152.5349 | 583.5 | 2862.47 | 646.3954 | 4092.3654 | 87428.5846 | 39869.73 | 47558.8546 | Splitao | 2 | LI01 | 9.9 | ENT01 | 1 | ENV01 | 2.5 | WMSGS02 | 0.7 | BULD04 | 4 | ZVDF01 | 1
14172.297 | 4.1514 | 600 | 90439.23 | 150.732 | 583.5 | 2862.47 | 647.9191 | 4093.8891 | 86345.3409 | 39869.73 | 46475.6109 | Splitao | 2 | LI01 | 9.9 | ENT01 | 1 | ENV01 | 2.5 | WMSGS02 | 0.7 | BULD04 | 4 | ZVDF02 | 0
14172.297 | 4.1514 | 600 | 87146.21 | 145.2437 | 583.5 | 2862.47 | 628.3927 | 4074.3627 | 83071.8473 | 39869.73 | 43202.1173 | Splitao | 2 | LI01 | 9.9 | ENT01 | 1 | ENV02 | 3.7 | WMSGS01 | 0.3 | BULD01 | 1 | ZVDF01 | 1
14172.297 | 4.1514 | 600 | 86263.34 | 143.7722 | 583.5 | 2862.47 | 630.9564 | 4076.9264 | 82186.4136 | 39869.73 | 42316.6836 | Splitao | 2 | LI01 | 9.9 | ENT01 | 1 | ENV02 | 3.7 | WMSGS01 | 0.3 | BULD01 | 1 | ZVDF02 | 0
14172.297 | 4.1514 | 600 | 86777.5 | 144.6292 | 583.5 | 2862.47 | 666.9482 | 4112.9182 | 82664.5818 | 39869.73 | 42794.8518 | Splitao | 2 | LI01 | 9.9 | ENT01 | 1 | ENV02 | 3.7 | WMSGS01 | 0.3 | BULD02 | 2 | ZVDF01 | 1
14172.297 | 4.1514 | 600 | 85802.42 | 143.004 | 583.5 | 2862.47 | 670.8501 | 4116.8201 | 81685.5999 | 39869.73 | 41815.8699 | Splitao | 2 | LI01 | 9.9 | ENT01 | 1 | ENV02 | 3.7 | WMSGS01 | 0.3 | BULD02 | 2 | ZVDF02 | 0
14172.297 | 4.1514 | 600 | 89823.84 | 149.7064 | 583.5 | 2862.47 | 626.447 | 4072.417 | 85751.423 | 39869.73 | 45881.693 | Splitao | 2 | LI01 | 9.9 | ENT01 | 1 | ENV01 | 2.5 | WMSGS01 | 0.3 | BULD01 | 1 | ZVDF02 | 0
14172.297 | 4.1514 | 600 | 87363.45 | 145.6057 | 583.5 | 2862.47 | 673.0691 | 4119.0391 | 83244.4109 | 39869.73 | 43374.6809 | Splitao | 2 | LI01 | 9.9 | ENT01 | 1 | ENV02 | 3.7 | WMSGS01 | 0.3 | BULD03 | 3 | ZVDF01 | 1
14172.297 | 4.1514 | 600 | 86619.62 | 144.366 | 583.5 | 2862.47 | 675.9532 | 4121.9232 | 82497.6968 | 39869.73 | 42627.9668 | Splitao | 2 | LI01 | 9.9 | ENT01 | 1 | ENV02 | 3.7 | WMSGS01 | 0.3 | BULD03 | 3 | ZVDF02 | 0
14172.297 | 4.1514 | 600 | 87293 | 145.4883 | 583.5 | 2862.47 | 628.1468 | 4074.1168 | 83218.8832 | 39869.73 | 43349.1532 | Splitao | 2 | LI01 | 9.9 | ENT01 | 1 | ENV02 | 3.7 | WMSGS01 | 0.3 | BULD04 | 4 | ZVDF01 | 1
14172.297 | 4.1514 | 600 | 86295.67 | 143.8261 | 583.5 | 2862.47 | 631.9578 | 4077.9278 | 82217.7422 | 39869.73 | 42348.0122 | Splitao | 2 | LI01 | 9.9 | ENT01 | 1 | ENV02 | 3.7 | WMSGS01 | 0.3 | BULD04 | 4 | ZVDF02 | 0
14172.297 | 4.1514 | 600 | 87644.44 | 146.0741 | 583.5 | 2862.47 | 651.1953 | 4097.1653 | 83547.2747 | 39869.73 | 43677.5447 | Splitao | 2 | LI01 | 9.9 | ENT01 | 1 | ENV02 | 3.7 | WMSGS02 | 0.7 | BULD01 | 1 | ZVDF01 | 1
14172.297 | 4.1514 | 600 | 86961.22 | 144.9354 | 583.5 | 2862.47 | 653.5308 | 4099.5008 | 82861.7192 | 39869.73 | 42991.9892 | Splitao | 2 | LI01 | 9.9 | ENT01 | 1 | ENV02 | 3.7 | WMSGS02 | 0.7 | BULD01 | 1 | ZVDF02 | 0
14172.297 | 4.1514 | 600 | 87276.24 | 145.4604 | 583.5 | 2862.47 | 697.2434 | 4143.2134 | 83133.0266 | 39869.73 | 43263.2966 | Splitao | 2 | LI01 | 9.9 | ENT01 | 1 | ENV02 | 3.7 | WMSGS02 | 0.7 | BULD02 | 2 | ZVDF01 | 1
14172.297 | 4.1514 | 600 | 86480.08 | 144.1335 | 583.5 | 2862.47 | 701.2681 | 4147.2381 | 82332.8419 | 39869.73 | 42463.1119 | Splitao | 2 | LI01 | 9.9 | ENT01 | 1 | ENV02 | 3.7 | WMSGS02 | 0.7 | BULD02 | 2 | ZVDF02 | 0
14172.297 | 4.1514 | 600 | 88210.56 | 147.0176 | 583.5 | 2862.47 | 711.6918 | 4157.6618 | 84052.8982 | 39869.73 | 44183.1682 | Splitao | 2 | LI01 | 9.9 | ENT01 | 1 | ENV02 | 3.7 | WMSGS02 | 0.7 | BULD03 | 3 | ZVDF01 | 1
14172.297 | 4.1514 | 600 | 87722.7 | 146.2045 | 583.5 | 2862.47 | 713.433 | 4159.403 | 83563.297 | 39869.73 | 43693.567 | Splitao | 2 | LI01 | 9.9 | ENT01 | 1 | ENV02 | 3.7 | WMSGS02 | 0.7 | BULD03 | 3 | ZVDF02 | 0
14172.297 | 4.1514 | 600 | 90195 | 150.325 | 583.5 | 2862.47 | 693.4556 | 4139.4256 | 86055.5744 | 39869.73 | 46185.8444 | Splitao | 2 | LI01 | 9.9 | ENT01 | 1 | ENV01 | 2.5 | WMSGS01 | 0.3 | BULD02 | 2 | ZVDF01 | 1
14172.297 | 4.1514 | 600 | 87923.25 | 146.5387 | 583.5 | 2862.47 | 664.2315 | 4110.2015 | 83813.0485 | 39869.73 | 43943.3185 | Splitao | 2 | LI01 | 9.9 | ENT01 | 1 | ENV02 | 3.7 | WMSGS02 | 0.7 | BULD04 | 4 | ZVDF01 | 1
14172.297 | 4.1514 | 600 | 87109.87 | 145.1831 | 583.5 | 2862.47 | 667.6742 | 4113.6442 | 82996.2258 | 39869.73 | 43126.4958 | Splitao | 2 | LI01 | 9.9 | ENT01 | 1 | ENV02 | 3.7 | WMSGS02 | 0.7 | BULD04 | 4 | ZVDF02 | 0
14172.297 | 4.1514 | 600 | 86079.61 | 143.466 | 583.5 | 2862.47 | 657.2205 | 4103.1905 | 81976.4195 | 39869.73 | 42106.6895 | Splitao | 2 | LI01 | 9.9 | ENT02 | 2 | ENV01 | 2.5 | WMSGS01 | 0.3 | BULD01 | 1 | ZVDF01 | 1
14172.297 | 4.1514 | 600 | 86322.31 | 143.8705 | 583.5 | 2862.47 | 662.0593 | 4108.0293 | 82214.2807 | 39869.73 | 42344.5507 | Splitao | 2 | LI01 | 9.9 | ENT02 | 2 | ENV01 | 2.5 | WMSGS01 | 0.3 | BULD01 | 1 | ZVDF02 | 0
14172.297 | 4.1514 | 600 | 86250.89 | 143.7515 | 583.5 | 2862.47 | 679.7948 | 4125.7648 | 82125.1252 | 39869.73 | 42255.3952 | Splitao | 2 | LI01 | 9.9 | ENT02 | 2 | ENV01 | 2.5 | WMSGS01 | 0.3 | BULD02 | 2 | ZVDF01 | 1
14172.297 | 4.1514 | 600 | 86400.79 | 144.0013 | 583.5 | 2862.47 | 687.492 | 4133.462 | 82267.328 | 39869.73 | 42397.598 | Splitao | 2 | LI01 | 9.9 | ENT02 | 2 | ENV01 | 2.5 | WMSGS01 | 0.3 | BULD02 | 2 | ZVDF02 | 0
14172.297 | 4.1514 | 600 | 86866.09 | 144.7768 | 583.5 | 2862.47 | 706.3549 | 4152.3249 | 82713.7651 | 39869.73 | 42844.0351 | Splitao | 2 | LI01 | 9.9 | ENT02 | 2 | ENV01 | 2.5 | WMSGS01 | 0.3 | BULD03 | 3 | ZVDF01 | 1
14172.297 | 4.1514 | 600 | 87343.76 | 145.5729 | 583.5 | 2862.47 | 710.9683 | 4156.9383 | 83186.8217 | 39869.73 | 43317.0917 | Splitao | 2 | LI01 | 9.9 | ENT02 | 2 | ENV01 | 2.5 | WMSGS01 | 0.3 | BULD03 | 3 | ZVDF02 | 0
14172.297 | 4.1514 | 600 | 86811.75 | 144.6863 | 583.5 | 2862.47 | 698.508 | 4144.478 | 82667.272 | 39869.73 | 42797.542 | Splitao | 2 | LI01 | 9.9 | ENT02 | 2 | ENV01 | 2.5 | WMSGS01 | 0.3 | BULD04 | 4 | ZVDF01 | 1
14172.297 | 4.1514 | 600 | 86965.94 | 144.9432 | 583.5 | 2862.47 | 705.7698 | 4151.7398 | 82814.2002 | 39869.73 | 42944.4702 | Splitao | 2 | LI01 | 9.9 | ENT02 | 2 | ENV01 | 2.5 | WMSGS01 | 0.3 | BULD04 | 4 | ZVDF02 | 0
14172.297 | 4.1514 | 600 | 88904.61 | 148.1744 | 583.5 | 2862.47 | 696.0019 | 4141.9719 | 84762.6381 | 39869.73 | 44892.9081 | Splitao | 2 | LI01 | 9.9 | ENT01 | 1 | ENV01 | 2.5 | WMSGS01 | 0.3 | BULD02 | 2 | ZVDF02 | 0
14172.297 | 4.1514 | 600 | 86922.86 | 144.8714 | 583.5 | 2862.47 | 693.6038 | 4139.5738 | 82783.2862 | 39869.73 | 42913.5562 | Splitao | 2 | LI01 | 9.9 | ENT02 | 2 | ENV01 | 2.5 | WMSGS02 | 0.7 | BULD01 | 1 | ZVDF01 | 1
14172.297 | 4.1514 | 600 | 87320.39 | 145.534 | 583.5 | 2862.47 | 697.1838 | 4143.1538 | 83177.2362 | 39869.73 | 43307.5062 | Splitao | 2 | LI01 | 9.9 | ENT02 | 2 | ENV01 | 2.5 | WMSGS02 | 0.7 | BULD01 | 1 | ZVDF02 | 0
14172.297 | 4.1514 | 600 | 87268.82 | 145.448 | 583.5 | 2862.47 | 728.1083 | 4174.0783 | 83094.7417 | 39869.73 | 43225.0117 | Splitao | 2 | LI01 | 9.9 | ENT02 | 2 | ENV01 | 2.5 | WMSGS02 | 0.7 | BULD02 | 2 | ZVDF01 | 1
14172.297 | 4.1514 | 600 | 87536.16 | 145.8936 | 583.5 | 2862.47 | 736.1259 | 4182.0959 | 83354.0641 | 39869.73 | 43484.3341 | Splitao | 2 | LI01 | 9.9 | ENT02 | 2 | ENV01 | 2.5 | WMSGS02 | 0.7 | BULD02 | 2 | ZVDF02 | 0
14172.297 | 4.1514 | 600 | 88252.37 | 147.0873 | 583.5 | 2862.47 | 763.5425 | 4209.5125 | 84042.8575 | 39869.73 | 44173.1275 | Splitao | 2 | LI01 | 9.9 | ENT02 | 2 | ENV01 | 2.5 | WMSGS02 | 0.7 | BULD03 | 3 | ZVDF01 | 1
14172.297 | 4.1514 | 600 | 88894.2 | 148.157 | 583.5 | 2862.47 | 765.8211 | 4211.7911 | 84682.4089 | 39869.73 | 44812.6789 | Splitao | 2 | LI01 | 9.9 | ENT02 | 2 | ENV01 | 2.5 | WMSGS02 | 0.7 | BULD03 | 3 | ZVDF02 | 0
14172.297 | 4.1514 | 600 | 88061.24 | 146.7687 | 583.5 | 2862.47 | 752.901 | 4198.871 | 83862.369 | 39869.73 | 43992.639 | Splitao | 2 | LI01 | 9.9 | ENT02 | 2 | ENV01 | 2.5 | WMSGS02 | 0.7 | BULD04 | 4 | ZVDF01 | 1
14172.297 | 4.1514 | 600 | 88311.57 | 147.1859 | 583.5 | 2862.47 | 759.6656 | 4205.6356 | 84105.9344 | 39869.73 | 44236.2044 | Splitao | 2 | LI01 | 9.9 | ENT02 | 2 | ENV01 | 2.5 | WMSGS02 | 0.7 | BULD04 | 4 | ZVDF02 | 0
14172.297 | 4.1514 | 600 | 86159.84 | 143.5997 | 583.5 | 2862.47 | 673.7431 | 4119.7131 | 82040.1269 | 39869.73 | 42170.3969 | Splitao | 2 | LI01 | 9.9 | ENT02 | 2 | ENV02 | 3.7 | WMSGS01 | 0.3 | BULD01 | 1 | ZVDF01 | 1
14172.297 | 4.1514 | 600 | 86499.67 | 144.1661 | 583.5 | 2862.47 | 678.5529 | 4124.5229 | 82375.1471 | 39869.73 | 42505.4171 | Splitao | 2 | LI01 | 9.9 | ENT02 | 2 | ENV02 | 3.7 | WMSGS01 | 0.3 | BULD01 | 1 | ZVDF02 | 0
14172.297 | 4.1514 | 600 | 91173.59 | 151.956 | 583.5 | 2862.47 | 705.7175 | 4151.6875 | 87021.9025 | 39869.73 | 47152.1725 | Splitao | 2 | LI01 | 9.9 | ENT01 | 1 | ENV01 | 2.5 | WMSGS01 | 0.3 | BULD03 | 3 | ZVDF01 | 1
14172.297 | 4.1514 | 600 | 86259.17 | 143.7653 | 583.5 | 2862.47 | 689.1095 | 4135.0795 | 82124.0905 | 39869.73 | 42254.3605 | Splitao | 2 | LI01 | 9.9 | ENT02 | 2 | ENV02 | 3.7 | WMSGS01 | 0.3 | BULD02 | 2 | ZVDF01 | 1
14172.297 | 4.1514 | 600 | 86469.51 | 144.1158 | 583.5 | 2862.47 | 696.4163 | 4142.3863 | 82327.1237 | 39869.73 | 42457.3937 | Splitao | 2 | LI01 | 9.9 | ENT02 | 2 | ENV02 | 3.7 | WMSGS01 | 0.3 | BULD02 | 2 | ZVDF02 | 0
14172.297 | 4.1514 | 600 | 86829.65 | 144.7161 | 583.5 | 2862.47 | 705.2786 | 4151.2486 | 82678.4014 | 39869.73 | 42808.6714 | Splitao | 2 | LI01 | 9.9 | ENT02 | 2 | ENV02 | 3.7 | WMSGS01 | 0.3 | BULD03 | 3 | ZVDF01 | 1
14172.297 | 4.1514 | 600 | 87354.69 | 145.5911 | 583.5 | 2862.47 | 709.7588 | 4155.7288 | 83198.9612 | 39869.73 | 43329.2312 | Splitao | 2 | LI01 | 9.9 | ENT02 | 2 | ENV02 | 3.7 | WMSGS01 | 0.3 | BULD03 | 3 | ZVDF02 | 0
14172.297 | 4.1514 | 600 | 86739.91 | 144.5665 | 583.5 | 2862.47 | 700.9214 | 4146.8914 | 82593.0186 | 39869.73 | 42723.2886 | Splitao | 2 | LI01 | 9.9 | ENT02 | 2 | ENV02 | 3.7 | WMSGS01 | 0.3 | BULD04 | 4 | ZVDF01 | 1
14172.297 | 4.1514 | 600 | 86951.97 | 144.92 | 583.5 | 2862.47 | 708.0794 | 4154.0494 | 82797.9206 | 39869.73 | 42928.1906 | Splitao | 2 | LI01 | 9.9 | ENT02 | 2 | ENV02 | 3.7 | WMSGS01 | 0.3 | BULD04 | 4 | ZVDF02 | 0
14172.297 | 4.1514 | 600 | 87057.81 | 145.0964 | 583.5 | 2862.47 | 710.9207 | 4156.8907 | 82900.9193 | 39869.73 | 43031.1893 | Splitao | 2 | LI01 | 9.9 | ENT02 | 2 | ENV02 | 3.7 | WMSGS02 | 0.7 | BULD01 | 1 | ZVDF01 | 1
14172.297 | 4.1514 | 600 | 87523.24 | 145.8721 | 583.5 | 2862.47 | 713.7152 | 4159.6852 | 83363.5548 | 39869.73 | 43493.8248 | Splitao | 2 | LI01 | 9.9 | ENT02 | 2 | ENV02 | 3.7 | WMSGS02 | 0.7 | BULD01 | 1 | ZVDF02 | 0
14172.297 | 4.1514 | 600 | 87286.15 | 145.4769 | 583.5 | 2862.47 | 736.0261 | 4181.9961 | 83104.1539 | 39869.73 | 43234.4239 | Splitao | 2 | LI01 | 9.9 | ENT02 | 2 | ENV02 | 3.7 | WMSGS02 | 0.7 | BULD02 | 2 | ZVDF01 | 1
14172.297 | 4.1514 | 600 | 87629.14 | 146.0486 | 583.5 | 2862.47 | 744.8099 | 4190.7799 | 83438.3601 | 39869.73 | 43568.6301 | Splitao | 2 | LI01 | 9.9 | ENT02 | 2 | ENV02 | 3.7 | WMSGS02 | 0.7 | BULD02 | 2 | ZVDF02 | 0
14172.297 | 4.1514 | 600 | 89986.32 | 149.9772 | 583.5 | 2862.47 | 707.1776 | 4153.1476 | 85833.1724 | 39869.73 | 45963.4424 | Splitao | 2 | LI01 | 9.9 | ENT01 | 1 | ENV01 | 2.5 | WMSGS01 | 0.3 | BULD03 | 3 | ZVDF02 | 0
14172.297 | 4.1514 | 600 | 88261.61 | 147.1027 | 583.5 | 2862.47 | 762.9759 | 4208.9459 | 84052.6641 | 39869.73 | 44182.9341 | Splitao | 2 | LI01 | 9.9 | ENT02 | 2 | ENV02 | 3.7 | WMSGS02 | 0.7 | BULD03 | 3 | ZVDF01 | 1
14172.297 | 4.1514 | 600 | 88952.49 | 148.2542 | 583.5 | 2862.47 | 765.0017 | 4210.9717 | 84741.5183 | 39869.73 | 44871.7883 | Splitao | 2 | LI01 | 9.9 | ENT02 | 2 | ENV02 | 3.7 | WMSGS02 | 0.7 | BULD03 | 3 | ZVDF02 | 0
14172.297 | 4.1514 | 600 | 88014.22 | 146.6904 | 583.5 | 2862.47 | 755.6537 | 4201.6237 | 83812.5963 | 39869.73 | 43942.8663 | Splitao | 2 | LI01 | 9.9 | ENT02 | 2 | ENV02 | 3.7 | WMSGS02 | 0.7 | BULD04 | 4 | ZVDF01 | 1
14172.297 | 4.1514 | 600 | 88317.21 | 147.1954 | 583.5 | 2862.47 | 762.3392 | 4208.3092 | 84108.9008 | 39869.73 | 44239.1708 | Splitao | 2 | LI01 | 9.9 | ENT02 | 2 | ENV02 | 3.7 | WMSGS02 | 0.7 | BULD04 | 4 | ZVDF02 | 0
14172.297 | 4.1514 | 600 | 119370.95 | 198.9516 | 1391.07 | 2862.47 | 757.012 | 5010.552 | 114360.398 | 39869.73 | 74490.668 | Splitao | 2 | LI02 | 23.6016 | ENT01 | 1 | ENV01 | 2.5 | WMSGS01 | 0.3 | BULD01 | 1 | ZVDF01 | 1
14172.297 | 4.1514 | 600 | 119467.12 | 199.1119 | 1391.07 | 2862.47 | 756.9603 | 5010.5003 | 114456.6197 | 39869.73 | 74586.8897 | Splitao | 2 | LI02 | 23.6016 | ENT01 | 1 | ENV01 | 2.5 | WMSGS01 | 0.3 | BULD01 | 1 | ZVDF02 | 0
14172.297 | 4.1514 | 600 | 118571.56 | 197.6193 | 1391.07 | 2862.47 | 827.2271 | 5080.7671 | 113490.7929 | 39869.73 | 73621.0629 | Splitao | 2 | LI02 | 23.6016 | ENT01 | 1 | ENV01 | 2.5 | WMSGS01 | 0.3 | BULD02 | 2 | ZVDF01 | 1
14172.297 | 4.1514 | 600 | 118346.68 | 197.2445 | 1391.07 | 2862.47 | 829.1827 | 5082.7227 | 113263.9573 | 39869.73 | 73394.2273 | Splitao | 2 | LI02 | 23.6016 | ENT01 | 1 | ENV01 | 2.5 | WMSGS01 | 0.3 | BULD02 | 2 | ZVDF02 | 0
14172.297 | 4.1514 | 600 | 119644.4 | 199.4073 | 1391.07 | 2862.47 | 839.0208 | 5092.5608 | 114551.8392 | 39869.73 | 74682.1092 | Splitao | 2 | LI02 | 23.6016 | ENT01 | 1 | ENV01 | 2.5 | WMSGS01 | 0.3 | BULD03 | 3 | ZVDF01 | 1
14172.297 | 4.1514 | 600 | 119550.14 | 199.2502 | 1391.07 | 2862.47 | 839.7389 | 5093.2789 | 114456.8611 | 39869.73 | 74587.1311 | Splitao | 2 | LI02 | 23.6016 | ENT01 | 1 | ENV01 | 2.5 | WMSGS01 | 0.3 | BULD03 | 3 | ZVDF02 | 0
14172.297 | 4.1514 | 600 | 90912.65 | 151.5211 | 583.5 | 2862.47 | 618.2146 | 4064.1846 | 86848.4654 | 39869.73 | 46978.7354 | Splitao | 2 | LI01 | 9.9 | ENT01 | 1 | ENV01 | 2.5 | WMSGS01 | 0.3 | BULD04 | 4 | ZVDF01 | 1
14172.297 | 4.1514 | 600 | 119435.1 | 199.0585 | 1391.07 | 2862.47 | 749.4645 | 5003.0045 | 114432.0955 | 39869.73 | 74562.3655 | Splitao | 2 | LI02 | 23.6016 | ENT01 | 1 | ENV01 | 2.5 | WMSGS01 | 0.3 | BULD04 | 4 | ZVDF01 | 1
14172.297 | 4.1514 | 600 | 119571.18 | 199.2853 | 1391.07 | 2862.47 | 749.3567 | 5002.8967 | 114568.2833 | 39869.73 | 74698.5533 | Splitao | 2 | LI02 | 23.6016 | ENT01 | 1 | ENV01 | 2.5 | WMSGS01 | 0.3 | BULD04 | 4 | ZVDF02 | 0
14172.297 | 4.1514 | 600 | 119975.04 | 199.9584 | 1391.07 | 2862.47 | 775.2122 | 5028.7522 | 114946.2878 | 39869.73 | 75076.5578 | Splitao | 2 | LI02 | 23.6016 | ENT01 | 1 | ENV01 | 2.5 | WMSGS02 | 0.7 | BULD01 | 1 | ZVDF01 | 1
14172.297 | 4.1514 | 600 | 120162.01 | 200.27 | 1391.07 | 2862.47 | 774.7568 | 5028.2968 | 115133.7132 | 39869.73 | 75263.9832 | Splitao | 2 | LI02 | 23.6016 | ENT01 | 1 | ENV01 | 2.5 | WMSGS02 | 0.7 | BULD01 | 1 | ZVDF02 | 0
14172.297 | 4.1514 | 600 | 118888.35 | 198.1472 | 1391.07 | 2862.47 | 852.3075 | 5105.8475 | 113782.5025 | 39869.73 | 73912.7725 | Splitao | 2 | LI02 | 23.6016 | ENT01 | 1 | ENV01 | 2.5 | WMSGS02 | 0.7 | BULD02 | 2 | ZVDF01 | 1
14172.297 | 4.1514 | 600 | 118689.1 | 197.8152 | 1391.07 | 2862.47 | 854.583 | 5108.123 | 113580.977 | 39869.73 | 73711.247 | Splitao | 2 | LI02 | 23.6016 | ENT01 | 1 | ENV01 | 2.5 | WMSGS02 | 0.7 | BULD02 | 2 | ZVDF02 | 0
14172.297 | 4.1514 | 600 | 120717.02 | 201.195 | 1391.07 | 2862.47 | 869.385 | 5122.925 | 115594.095 | 39869.73 | 75724.365 | Splitao | 2 | LI02 | 23.6016 | ENT01 | 1 | ENV01 | 2.5 | WMSGS02 | 0.7 | BULD03 | 3 | ZVDF01 | 1
14172.297 | 4.1514 | 600 | 120807.74 | 201.3462 | 1391.07 | 2862.47 | 869.2694 | 5122.8094 | 115684.9306 | 39869.73 | 75815.2006 | Splitao | 2 | LI02 | 23.6016 | ENT01 | 1 | ENV01 | 2.5 | WMSGS02 | 0.7 | BULD03 | 3 | ZVDF02 | 0
14172.297 | 4.1514 | 600 | 120304.67 | 200.5078 | 1391.07 | 2862.47 | 778.0278 | 5031.5678 | 115273.1022 | 39869.73 | 75403.3722 | Splitao | 2 | LI02 | 23.6016 | ENT01 | 1 | ENV01 | 2.5 | WMSGS02 | 0.7 | BULD04 | 4 | ZVDF01 | 1
14172.297 | 4.1514 | 600 | 120406.41 | 200.6773 | 1391.07 | 2862.47 | 777.7713 | 5031.3113 | 115375.0987 | 39869.73 | 75505.3687 | Splitao | 2 | LI02 | 23.6016 | ENT01 | 1 | ENV01 | 2.5 | WMSGS02 | 0.7 | BULD04 | 4 | ZVDF02 | 0
14172.297 | 4.1514 | 600 | 89913.46 | 149.8558 | 583.5 | 2862.47 | 619.005 | 4064.975 | 85848.485 | 39869.73 | 45978.755 | Splitao | 2 | LI01 | 9.9 | ENT01 | 1 | ENV01 | 2.5 | WMSGS01 | 0.3 | BULD04 | 4 | ZVDF02 | 0
14172.297 | 4.1514 | 600 | 116013.2 | 193.3553 | 1391.07 | 2862.47 | 780.321 | 5033.861 | 110979.339 | 39869.73 | 71109.609 | Splitao | 2 | LI02 | 23.6016 | ENT01 | 1 | ENV02 | 3.7 | WMSGS01 | 0.3 | BULD01 | 1 | ZVDF01 | 1
14172.297 | 4.1514 | 600 | 116317.04 | 193.8617 | 1391.07 | 2862.47 | 781.1974 | 5034.7374 | 111282.3026 | 39869.73 | 71412.5726 | Splitao | 2 | LI02 | 23.6016 | ENT01 | 1 | ENV02 | 3.7 | WMSGS01 | 0.3 | BULD01 | 1 | ZVDF02 | 0
14172.297 | 4.1514 | 600 | 115542.93 | 192.5716 | 1391.07 | 2862.47 | 819.7375 | 5073.2775 | 110469.6525 | 39869.73 | 70599.9225 | Splitao | 2 | LI02 | 23.6016 | ENT01 | 1 | ENV02 | 3.7 | WMSGS01 | 0.3 | BULD02 | 2 | ZVDF01 | 1
14172.297 | 4.1514 | 600 | 115609.12 | 192.6819 | 1391.07 | 2862.47 | 822.9198 | 5076.4598 | 110532.6602 | 39869.73 | 70662.9302 | Splitao | 2 | LI02 | 23.6016 | ENT01 | 1 | ENV02 | 3.7 | WMSGS01 | 0.3 | BULD02 | 2 | ZVDF02 | 0
14172.297 | 4.1514 | 600 | 116325.37 | 193.8756 | 1391.07 | 2862.47 | 825.3427 | 5078.8827 | 111246.4873 | 39869.73 | 71376.7573 | Splitao | 2 | LI02 | 23.6016 | ENT01 | 1 | ENV02 | 3.7 | WMSGS01 | 0.3 | BULD03 | 3 | ZVDF01 | 1
14172.297 | 4.1514 | 600 | 116671.53 | 194.4525 | 1391.07 | 2862.47 | 827.0782 | 5080.6182 | 111590.9118 | 39869.73 | 71721.1818 | Splitao | 2 | LI02 | 23.6016 | ENT01 | 1 | ENV02 | 3.7 | WMSGS01 | 0.3 | BULD03 | 3 | ZVDF02 | 0
14172.297 | 4.1514 | 600 | 116284.07 | 193.8068 | 1391.07 | 2862.47 | 780.2746 | 5033.8146 | 111250.2554 | 39869.73 | 71380.5254 | Splitao | 2 | LI02 | 23.6016 | ENT01 | 1 | ENV02 | 3.7 | WMSGS01 | 0.3 | BULD04 | 4 | ZVDF01 | 1
14172.297 | 4.1514 | 600 | 116561.95 | 194.2699 | 1391.07 | 2862.47 | 781.4978 | 5035.0378 | 111526.9122 | 39869.73 | 71657.1822 | Splitao | 2 | LI02 | 23.6016 | ENT01 | 1 | ENV02 | 3.7 | WMSGS01 | 0.3 | BULD04 | 4 | ZVDF02 | 0
14172.297 | 4.1514 | 600 | 116692.3 | 194.4872 | 1391.07 | 2862.47 | 802.9524 | 5056.4924 | 111635.8076 | 39869.73 | 71766.0776 | Splitao | 2 | LI02 | 23.6016 | ENT01 | 1 | ENV02 | 3.7 | WMSGS02 | 0.7 | BULD01 | 1 | ZVDF01 | 1
14172.297 | 4.1514 | 600 | 117069.09 | 195.1151 | 1391.07 | 2862.47 | 803.5762 | 5057.1162 | 112011.9738 | 39869.73 | 72142.2438 | Splitao | 2 | LI02 | 23.6016 | ENT01 | 1 | ENV02 | 3.7 | WMSGS02 | 0.7 | BULD01 | 1 | ZVDF02 | 0
14172.297 | 4.1514 | 600 | 91419.01 | 152.365 | 583.5 | 2862.47 | 643.3913 | 4089.3613 | 87329.6487 | 39869.73 | 47459.9187 | Splitao | 2 | LI01 | 9.9 | ENT01 | 1 | ENV01 | 2.5 | WMSGS02 | 0.7 | BULD01 | 1 | ZVDF01 | 1
14172.297 | 4.1514 | 600 | 116192.96 | 193.6549 | 1391.07 | 2862.47 | 850.5747 | 5104.1147 | 111088.8453 | 39869.73 | 71219.1153 | Splitao | 2 | LI02 | 23.6016 | ENT01 | 1 | ENV02 | 3.7 | WMSGS02 | 0.7 | BULD02 | 2 | ZVDF01 | 1
14172.297 | 4.1514 | 600 | 116276.51 | 193.7942 | 1391.07 | 2862.47 | 853.9648 | 5107.5048 | 111169.0052 | 39869.73 | 71299.2752 | Splitao | 2 | LI02 | 23.6016 | ENT01 | 1 | ENV02 | 3.7 | WMSGS02 | 0.7 | BULD02 | 2 | ZVDF02 | 0
14172.297 | 4.1514 | 600 | 117435.21 | 195.7253 | 1391.07 | 2862.47 | 863.1537 | 5116.6937 | 112318.5163 | 39869.73 | 72448.7863 | Splitao | 2 | LI02 | 23.6016 | ENT01 | 1 | ENV02 | 3.7 | WMSGS02 | 0.7 | BULD03 | 3 | ZVDF01 | 1
14172.297 | 4.1514 | 600 | 117847.76 | 196.4129 | 1391.07 | 2862.47 | 863.8313 | 5117.3713 | 112730.3887 | 39869.73 | 72860.6587 | Splitao | 2 | LI02 | 23.6016 | ENT01 | 1 | ENV02 | 3.7 | WMSGS02 | 0.7 | BULD03 | 3 | ZVDF02 | 0
14172.297 | 4.1514 | 600 | 117200.48 | 195.3341 | 1391.07 | 2862.47 | 815.7939 | 5069.3339 | 112131.1461 | 39869.73 | 72261.4161 | Splitao | 2 | LI02 | 23.6016 | ENT01 | 1 | ENV02 | 3.7 | WMSGS02 | 0.7 | BULD04 | 4 | ZVDF01 | 1
14172.297 | 4.1514 | 600 | 117299.92 | 195.4999 | 1391.07 | 2862.47 | 818.0763 | 5071.6163 | 112228.3037 | 39869.73 | 72358.5737 | Splitao | 2 | LI02 | 23.6016 | ENT01 | 1 | ENV02 | 3.7 | WMSGS02 | 0.7 | BULD04 | 4 | ZVDF02 | 0
14172.297 | 4.1514 | 600 | 116637.71 | 194.3962 | 1391.07 | 2862.47 | 854.6845 | 5108.2245 | 111529.4855 | 39869.73 | 71659.7555 | Splitao | 2 | LI02 | 23.6016 | ENT02 | 2 | ENV01 | 2.5 | WMSGS01 | 0.3 | BULD01 | 1 | ZVDF01 | 1
14172.297 | 4.1514 | 600 | 117811.91 | 196.3532 | 1391.07 | 2862.47 | 851.9843 | 5105.5243 | 112706.3857 | 39869.73 | 72836.6557 | Splitao | 2 | LI02 | 23.6016 | ENT02 | 2 | ENV01 | 2.5 | WMSGS01 | 0.3 | BULD01 | 1 | ZVDF02 | 0
14172.297 | 4.1514 | 600 | 116669.58 | 194.4493 | 1391.07 | 2862.47 | 878.7337 | 5132.2737 | 111537.3063 | 39869.73 | 71667.5763 | Splitao | 2 | LI02 | 23.6016 | ENT02 | 2 | ENV01 | 2.5 | WMSGS01 | 0.3 | BULD02 | 2 | ZVDF01 | 1
14172.297 | 4.1514 | 600 | 117632.7 | 196.0545 | 1391.07 | 2862.47 | 881.8333 | 5135.3733 | 112497.3267 | 39869.73 | 72627.5967 | Splitao | 2 | LI02 | 23.6016 | ENT02 | 2 | ENV01 | 2.5 | WMSGS01 | 0.3 | BULD02 | 2 | ZVDF02 | 0
14172.297 | 4.1514 | 600 | 90469.37 | 150.7823 | 583.5 | 2862.47 | 644.0261 | 4089.9961 | 86379.3739 | 39869.73 | 46509.6439 | Splitao | 2 | LI01 | 9.9 | ENT01 | 1 | ENV01 | 2.5 | WMSGS02 | 0.7 | BULD01 | 1 | ZVDF02 | 0
23954.0528 | 4.3794 | 600 | 78803.05 | 131.3384 | 583.5 | 2862.47 | 704.7158 | 4150.6858 | 74652.3642 | 39869.73 | 34782.6342 | VRF | 1 | LI01 | 9.9 | ENT01 | 1 | ENV01 | 2.5 | WMSGS01 | 0.3 | BULD01 | 1 | ZVDF01 | 1
23954.0528 | 4.3794 | 600 | 106654.95 | 177.7583 | 1391.07 | 2862.47 | 911.9116 | 5165.4516 | 101489.4984 | 39869.73 | 61619.7684 | VRF | 1 | LI02 | 23.6016 | ENT02 | 2 | ENV01 | 2.5 | WMSGS01 | 0.3 | BULD03 | 3 | ZVDF01 | 1
23954.0528 | 4.3794 | 600 | 107544.55 | 179.2409 | 1391.07 | 2862.47 | 914.4694 | 5168.0094 | 102376.5406 | 39869.73 | 62506.8106 | VRF | 1 | LI02 | 23.6016 | ENT02 | 2 | ENV01 | 2.5 | WMSGS01 | 0.3 | BULD03 | 3 | ZVDF02 | 0
23954.0528 | 4.3794 | 600 | 106561.66 | 177.6028 | 1391.07 | 2862.47 | 911.3814 | 5164.9214 | 101396.7386 | 39869.73 | 61527.0086 | VRF | 1 | LI02 | 23.6016 | ENT02 | 2 | ENV01 | 2.5 | WMSGS01 | 0.3 | BULD04 | 4 | ZVDF01 | 1
23954.0528 | 4.3794 | 600 | 107428.45 | 179.0474 | 1391.07 | 2862.47 | 914.6918 | 5168.2318 | 102260.2182 | 39869.73 | 62390.4882 | VRF | 1 | LI02 | 23.6016 | ENT02 | 2 | ENV01 | 2.5 | WMSGS01 | 0.3 | BULD04 | 4 | ZVDF02 | 0
23954.0528 | 4.3794 | 600 | 106569.74 | 177.6162 | 1391.07 | 2862.47 | 900.6113 | 5154.1513 | 101415.5887 | 39869.73 | 61545.8587 | VRF | 1 | LI02 | 23.6016 | ENT02 | 2 | ENV01 | 2.5 | WMSGS02 | 0.7 | BULD01 | 1 | ZVDF01 | 1
23954.0528 | 4.3794 | 600 | 107436.6 | 179.061 | 1391.07 | 2862.47 | 903.775 | 5157.315 | 102279.285 | 39869.73 | 62409.555 | VRF | 1 | LI02 | 23.6016 | ENT02 | 2 | ENV01 | 2.5 | WMSGS02 | 0.7 | BULD01 | 1 | ZVDF02 | 0
23954.0528 | 4.3794 | 600 | 106985.71 | 178.3095 | 1391.07 | 2862.47 | 924.2388 | 5177.7788 | 101807.9312 | 39869.73 | 61938.2012 | VRF | 1 | LI02 | 23.6016 | ENT02 | 2 | ENV01 | 2.5 | WMSGS02 | 0.7 | BULD02 | 2 | ZVDF01 | 1
23954.0528 | 4.3794 | 600 | 107753.72 | 179.5895 | 1391.07 | 2862.47 | 926.9055 | 5180.4455 | 102573.2745 | 39869.73 | 62703.5445 | VRF | 1 | LI02 | 23.6016 | ENT02 | 2 | ENV01 | 2.5 | WMSGS02 | 0.7 | BULD02 | 2 | ZVDF02 | 0
23954.0528 | 4.3794 | 600 | 107389.47 | 178.9824 | 1391.07 | 2862.47 | 943.4482 | 5196.9882 | 102192.4818 | 39869.73 | 62322.7518 | VRF | 1 | LI02 | 23.6016 | ENT02 | 2 | ENV01 | 2.5 | WMSGS02 | 0.7 | BULD03 | 3 | ZVDF01 | 1
23954.0528 | 4.3794 | 600 | 108138.37 | 180.2306 | 1391.07 | 2862.47 | 945.1659 | 5198.7059 | 102939.6641 | 39869.73 | 63069.9341 | VRF | 1 | LI02 | 23.6016 | ENT02 | 2 | ENV01 | 2.5 | WMSGS02 | 0.7 | BULD03 | 3 | ZVDF02 | 0
23954.0528 | 4.3794 | 600 | 79315.46 | 132.1924 | 583.5 | 2862.47 | 776.3341 | 4222.3041 | 75093.1559 | 39869.73 | 35223.4259 | VRF | 1 | LI01 | 9.9 | ENT01 | 1 | ENV01 | 2.5 | WMSGS02 | 0.7 | BULD02 | 2 | ZVDF01 | 1
23954.0528 | 4.3794 | 600 | 107268.05 | 178.7801 | 1391.07 | 2862.47 | 945.3006 | 5198.8406 | 102069.2094 | 39869.73 | 62199.4794 | VRF | 1 | LI02 | 23.6016 | ENT02 | 2 | ENV01 | 2.5 | WMSGS02 | 0.7 | BULD04 | 4 | ZVDF01 | 1
23954.0528 | 4.3794 | 600 | 107989.19 | 179.982 | 1391.07 | 2862.47 | 947.7547 | 5201.2947 | 102787.8953 | 39869.73 | 62918.1653 | VRF | 1 | LI02 | 23.6016 | ENT02 | 2 | ENV01 | 2.5 | WMSGS02 | 0.7 | BULD04 | 4 | ZVDF02 | 0
23954.0528 | 4.3794 | 600 | 106240.9 | 177.0682 | 1391.07 | 2862.47 | 886.5105 | 5140.0505 | 101100.8495 | 39869.73 | 61231.1195 | VRF | 1 | LI02 | 23.6016 | ENT02 | 2 | ENV02 | 3.7 | WMSGS01 | 0.3 | BULD01 | 1 | ZVDF01 | 1
23954.0528 | 4.3794 | 600 | 107168.23 | 178.6137 | 1391.07 | 2862.47 | 889.7782 | 5143.3182 | 102024.9118 | 39869.73 | 62155.1818 | VRF | 1 | LI02 | 23.6016 | ENT02 | 2 | ENV02 | 3.7 | WMSGS01 | 0.3 | BULD01 | 1 | ZVDF02 | 0
23954.0528 | 4.3794 | 600 | 106448.19 | 177.4136 | 1391.07 | 2862.47 | 895.3939 | 5148.9339 | 101299.2561 | 39869.73 | 61429.5261 | VRF | 1 | LI02 | 23.6016 | ENT02 | 2 | ENV02 | 3.7 | WMSGS01 | 0.3 | BULD02 | 2 | ZVDF01 | 1
23954.0528 | 4.3794 | 600 | 107336.96 | 178.8949 | 1391.07 | 2862.47 | 898.5745 | 5152.1145 | 102184.8455 | 39869.73 | 62315.1155 | VRF | 1 | LI02 | 23.6016 | ENT02 | 2 | ENV02 | 3.7 | WMSGS01 | 0.3 | BULD02 | 2 | ZVDF02 | 0
23954.0528 | 4.3794 | 600 | 106662.22 | 177.7704 | 1391.07 | 2862.47 | 904.6466 | 5158.1866 | 101504.0334 | 39869.73 | 61634.3034 | VRF | 1 | LI02 | 23.6016 | ENT02 | 2 | ENV02 | 3.7 | WMSGS01 | 0.3 | BULD03 | 3 | ZVDF01 | 1
23954.0528 | 4.3794 | 600 | 107553.4 | 179.2557 | 1391.07 | 2862.47 | 907.2148 | 5160.7548 | 102392.6452 | 39869.73 | 62522.9152 | VRF | 1 | LI02 | 23.6016 | ENT02 | 2 | ENV02 | 3.7 | WMSGS01 | 0.3 | BULD03 | 3 | ZVDF02 | 0
23954.0528 | 4.3794 | 600 | 106588.24 | 177.6471 | 1391.07 | 2862.47 | 904.7857 | 5158.3257 | 101429.9143 | 39869.73 | 61560.1843 | VRF | 1 | LI02 | 23.6016 | ENT02 | 2 | ENV02 | 3.7 | WMSGS01 | 0.3 | BULD04 | 4 | ZVDF01 | 1
23954.0528 | 4.3794 | 600 | 107484.03 | 179.1401 | 1391.07 | 2862.47 | 907.8127 | 5161.3527 | 102322.6773 | 39869.73 | 62452.9473 | VRF | 1 | LI02 | 23.6016 | ENT02 | 2 | ENV02 | 3.7 | WMSGS01 | 0.3 | BULD04 | 4 | ZVDF02 | 0
23954.0528 | 4.3794 | 600 | 78807.82 | 131.3464 | 583.5 | 2862.47 | 781.1889 | 4227.1589 | 74580.6611 | 39869.73 | 34710.9311 | VRF | 1 | LI01 | 9.9 | ENT01 | 1 | ENV01 | 2.5 | WMSGS02 | 0.7 | BULD02 | 2 | ZVDF02 | 0
23954.0528 | 4.3794 | 600 | 106700.84 | 177.8347 | 1391.07 | 2862.47 | 905.6638 | 5159.2038 | 101541.6362 | 39869.73 | 61671.9062 | VRF | 1 | LI02 | 23.6016 | ENT02 | 2 | ENV02 | 3.7 | WMSGS02 | 0.7 | BULD01 | 1 | ZVDF01 | 1
23954.0528 | 4.3794 | 600 | 107582.72 | 179.3045 | 1391.07 | 2862.47 | 908.4092 | 5161.9492 | 102420.7708 | 39869.73 | 62551.0408 | VRF | 1 | LI02 | 23.6016 | ENT02 | 2 | ENV02 | 3.7 | WMSGS02 | 0.7 | BULD01 | 1 | ZVDF02 | 0
23954.0528 | 4.3794 | 600 | 107063.35 | 178.4389 | 1391.07 | 2862.47 | 921.0063 | 5174.5463 | 101888.8037 | 39869.73 | 62019.0737 | VRF | 1 | LI02 | 23.6016 | ENT02 | 2 | ENV02 | 3.7 | WMSGS02 | 0.7 | BULD02 | 2 | ZVDF01 | 1
23954.0528 | 4.3794 | 600 | 107845.62 | 179.7427 | 1391.07 | 2862.47 | 923.5463 | 5177.0863 | 102668.5337 | 39869.73 | 62798.8037 | VRF | 1 | LI02 | 23.6016 | ENT02 | 2 | ENV02 | 3.7 | WMSGS02 | 0.7 | BULD02 | 2 | ZVDF02 | 0
23954.0528 | 4.3794 | 600 | 107416.81 | 179.028 | 1391.07 | 2862.47 | 934.2294 | 5187.7694 | 102229.0406 | 39869.73 | 62359.3106 | VRF | 1 | LI02 | 23.6016 | ENT02 | 2 | ENV02 | 3.7 | WMSGS02 | 0.7 | BULD03 | 3 | ZVDF01 | 1
23954.0528 | 4.3794 | 600 | 108167.33 | 180.2789 | 1391.07 | 2862.47 | 935.9393 | 5189.4793 | 102977.8507 | 39869.73 | 63108.1207 | VRF | 1 | LI02 | 23.6016 | ENT02 | 2 | ENV02 | 3.7 | WMSGS02 | 0.7 | BULD03 | 3 | ZVDF02 | 0
23954.0528 | 4.3794 | 600 | 107306.29 | 178.8438 | 1391.07 | 2862.47 | 935.947 | 5189.487 | 102116.803 | 39869.73 | 62247.073 | VRF | 1 | LI02 | 23.6016 | ENT02 | 2 | ENV02 | 3.7 | WMSGS02 | 0.7 | BULD04 | 4 | ZVDF01 | 1
23954.0528 | 4.3794 | 600 | 108048.84 | 180.0814 | 1391.07 | 2862.47 | 938.1578 | 5191.6978 | 102857.1422 | 39869.73 | 62987.4122 | VRF | 1 | LI02 | 23.6016 | ENT02 | 2 | ENV02 | 3.7 | WMSGS02 | 0.7 | BULD04 | 4 | ZVDF02 | 0
23954.0528 | 4.3794 | 600 | 79432.01 | 132.3867 | 583.5 | 2862.47 | 815.3357 | 4261.3057 | 75170.7043 | 39869.73 | 35300.9743 | VRF | 1 | LI01 | 9.9 | ENT01 | 1 | ENV01 | 2.5 | WMSGS02 | 0.7 | BULD03 | 3 | ZVDF01 | 1
23954.0528 | 4.3794 | 600 | 78999.75 | 131.6662 | 583.5 | 2862.47 | 819.6139 | 4265.5839 | 74734.1661 | 39869.73 | 34864.4361 | VRF | 1 | LI01 | 9.9 | ENT01 | 1 | ENV01 | 2.5 | WMSGS02 | 0.7 | BULD03 | 3 | ZVDF02 | 0
23954.0528 | 4.3794 | 600 | 79301.02 | 132.1684 | 583.5 | 2862.47 | 721.7734 | 4167.7434 | 75133.2766 | 39869.73 | 35263.5466 | VRF | 1 | LI01 | 9.9 | ENT01 | 1 | ENV01 | 2.5 | WMSGS02 | 0.7 | BULD04 | 4 | ZVDF01 | 1
23954.0528 | 4.3794 | 600 | 78811.15 | 131.3519 | 583.5 | 2862.47 | 726.2895 | 4172.2595 | 74638.8905 | 39869.73 | 34769.1605 | VRF | 1 | LI01 | 9.9 | ENT01 | 1 | ENV01 | 2.5 | WMSGS02 | 0.7 | BULD04 | 4 | ZVDF02 | 0
23954.0528 | 4.3794 | 600 | 76724.13 | 127.8736 | 583.5 | 2862.47 | 700.2191 | 4146.1891 | 72577.9409 | 39869.73 | 32708.2109 | VRF | 1 | LI01 | 9.9 | ENT01 | 1 | ENV02 | 3.7 | WMSGS01 | 0.3 | BULD01 | 1 | ZVDF01 | 1
23954.0528 | 4.3794 | 600 | 76652.75 | 127.7546 | 583.5 | 2862.47 | 708.5444 | 4154.5144 | 72498.2356 | 39869.73 | 32628.5056 | VRF | 1 | LI01 | 9.9 | ENT01 | 1 | ENV02 | 3.7 | WMSGS01 | 0.3 | BULD01 | 1 | ZVDF02 | 0
23954.0528 | 4.3794 | 600 | 76832.47 | 128.0541 | 583.5 | 2862.47 | 730.9505 | 4176.9205 | 72655.5495 | 39869.73 | 32785.8195 | VRF | 1 | LI01 | 9.9 | ENT01 | 1 | ENV02 | 3.7 | WMSGS01 | 0.3 | BULD02 | 2 | ZVDF01 | 1
23954.0528 | 4.3794 | 600 | 76763.53 | 127.9392 | 583.5 | 2862.47 | 738.6329 | 4184.6029 | 72578.9271 | 39869.73 | 32709.1971 | VRF | 1 | LI01 | 9.9 | ENT01 | 1 | ENV02 | 3.7 | WMSGS01 | 0.3 | BULD02 | 2 | ZVDF02 | 0
23954.0528 | 4.3794 | 600 | 78305.21 | 130.5087 | 583.5 | 2862.47 | 709.3717 | 4155.3417 | 74149.8683 | 39869.73 | 34280.1383 | VRF | 1 | LI01 | 9.9 | ENT01 | 1 | ENV01 | 2.5 | WMSGS01 | 0.3 | BULD01 | 1 | ZVDF02 | 0
23954.0528 | 4.3794 | 600 | 76896.3 | 128.1605 | 583.5 | 2862.47 | 741.7893 | 4187.7593 | 72708.5407 | 39869.73 | 32838.8107 | VRF | 1 | LI01 | 9.9 | ENT01 | 1 | ENV02 | 3.7 | WMSGS01 | 0.3 | BULD03 | 3 | ZVDF01 | 1
23954.0528 | 4.3794 | 600 | 76916.82 | 128.1947 | 583.5 | 2862.47 | 749.39 | 4195.36 | 72721.46 | 39869.73 | 32851.73 | VRF | 1 | LI01 | 9.9 | ENT01 | 1 | ENV02 | 3.7 | WMSGS01 | 0.3 | BULD03 | 3 | ZVDF02 | 0
23954.0528 | 4.3794 | 600 | 76851.18 | 128.0853 | 583.5 | 2862.47 | 701.7875 | 4147.7575 | 72703.4225 | 39869.73 | 32833.6925 | VRF | 1 | LI01 | 9.9 | ENT01 | 1 | ENV02 | 3.7 | WMSGS01 | 0.3 | BULD04 | 4 | ZVDF01 | 1
23954.0528 | 4.3794 | 600 | 76836.18 | 128.0603 | 583.5 | 2862.47 | 710.0859 | 4156.0559 | 72680.1241 | 39869.73 | 32810.3941 | VRF | 1 | LI01 | 9.9 | ENT01 | 1 | ENV02 | 3.7 | WMSGS01 | 0.3 | BULD04 | 4 | ZVDF02 | 0
23954.0528 | 4.3794 | 600 | 77024.52 | 128.3742 | 583.5 | 2862.47 | 718.4005 | 4164.3705 | 72860.1495 | 39869.73 | 32990.4195 | VRF | 1 | LI01 | 9.9 | ENT01 | 1 | ENV02 | 3.7 | WMSGS02 | 0.7 | BULD01 | 1 | ZVDF01 | 1
23954.0528 | 4.3794 | 600 | 77053.56 | 128.4226 | 583.5 | 2862.47 | 726.5534 | 4172.5234 | 72881.0366 | 39869.73 | 33011.3066 | VRF | 1 | LI01 | 9.9 | ENT01 | 1 | ENV02 | 3.7 | WMSGS02 | 0.7 | BULD01 | 1 | ZVDF02 | 0
23954.0528 | 4.3794 | 600 | 77252.4 | 128.754 | 583.5 | 2862.47 | 754.0826 | 4200.0526 | 73052.3474 | 39869.73 | 33182.6174 | VRF | 1 | LI01 | 9.9 | ENT01 | 1 | ENV02 | 3.7 | WMSGS02 | 0.7 | BULD02 | 2 | ZVDF01 | 1
23954.0528 | 4.3794 | 600 | 77281.19 | 128.802 | 583.5 | 2862.47 | 761.6581 | 4207.6281 | 73073.5619 | 39869.73 | 33203.8319 | VRF | 1 | LI01 | 9.9 | ENT01 | 1 | ENV02 | 3.7 | WMSGS02 | 0.7 | BULD02 | 2 | ZVDF02 | 0
23954.0528 | 4.3794 | 600 | 77416.04 | 129.0267 | 583.5 | 2862.47 | 772.7783 | 4218.7483 | 73197.2917 | 39869.73 | 33327.5617 | VRF | 1 | LI01 | 9.9 | ENT01 | 1 | ENV02 | 3.7 | WMSGS02 | 0.7 | BULD03 | 3 | ZVDF01 | 1
23954.0528 | 4.3794 | 600 | 77573.08 | 129.2885 | 583.5 | 2862.47 | 779.5685 | 4225.5385 | 73347.5415 | 39869.73 | 33477.8115 | VRF | 1 | LI01 | 9.9 | ENT01 | 1 | ENV02 | 3.7 | WMSGS02 | 0.7 | BULD03 | 3 | ZVDF02 | 0
23954.0528 | 4.3794 | 600 | 78876.9 | 131.4615 | 583.5 | 2862.47 | 755.7399 | 4201.7099 | 74675.1901 | 39869.73 | 34805.4601 | VRF | 1 | LI01 | 9.9 | ENT01 | 1 | ENV01 | 2.5 | WMSGS01 | 0.3 | BULD02 | 2 | ZVDF01 | 1
23954.0528 | 4.3794 | 600 | 77357.29 | 128.9288 | 583.5 | 2862.47 | 730.4736 | 4176.4436 | 73180.8464 | 39869.73 | 33311.1164 | VRF | 1 | LI01 | 9.9 | ENT01 | 1 | ENV02 | 3.7 | WMSGS02 | 0.7 | BULD04 | 4 | ZVDF01 | 1
23954.0528 | 4.3794 | 600 | 77428.44 | 129.0474 | 583.5 | 2862.47 | 738.2482 | 4184.2182 | 73244.2218 | 39869.73 | 33374.4918 | VRF | 1 | LI01 | 9.9 | ENT01 | 1 | ENV02 | 3.7 | WMSGS02 | 0.7 | BULD04 | 4 | ZVDF02 | 0
23954.0528 | 4.3794 | 600 | 76961.31 | 128.2689 | 583.5 | 2862.47 | 739.344 | 4185.314 | 72775.996 | 39869.73 | 32906.266 | VRF | 1 | LI01 | 9.9 | ENT02 | 2 | ENV01 | 2.5 | WMSGS01 | 0.3 | BULD01 | 1 | ZVDF01 | 1
23954.0528 | 4.3794 | 600 | 77440.65 | 129.0678 | 583.5 | 2862.47 | 751.0759 | 4197.0459 | 73243.6041 | 39869.73 | 33373.8741 | VRF | 1 | LI01 | 9.9 | ENT02 | 2 | ENV01 | 2.5 | WMSGS01 | 0.3 | BULD01 | 1 | ZVDF02 | 0
23954.0528 | 4.3794 | 600 | 77273.23 | 128.7887 | 583.5 | 2862.47 | 759.1627 | 4205.1327 | 73068.0973 | 39869.73 | 33198.3673 | VRF | 1 | LI01 | 9.9 | ENT02 | 2 | ENV01 | 2.5 | WMSGS01 | 0.3 | BULD02 | 2 | ZVDF01 | 1
23954.0528 | 4.3794 | 600 | 77827.22 | 129.712 | 583.5 | 2862.47 | 770.1809 | 4216.1509 | 73611.0691 | 39869.73 | 33741.3391 | VRF | 1 | LI01 | 9.9 | ENT02 | 2 | ENV01 | 2.5 | WMSGS01 | 0.3 | BULD02 | 2 | ZVDF02 | 0
23954.0528 | 4.3794 | 600 | 77556.14 | 129.2602 | 583.5 | 2862.47 | 785.7948 | 4231.7648 | 73324.3752 | 39869.73 | 33454.6452 | VRF | 1 | LI01 | 9.9 | ENT02 | 2 | ENV01 | 2.5 | WMSGS01 | 0.3 | BULD03 | 3 | ZVDF01 | 1
23954.0528 | 4.3794 | 600 | 78202.79 | 130.338 | 583.5 | 2862.47 | 794.671 | 4240.641 | 73962.149 | 39869.73 | 34092.419 | VRF | 1 | LI01 | 9.9 | ENT02 | 2 | ENV01 | 2.5 | WMSGS01 | 0.3 | BULD03 | 3 | ZVDF02 | 0
23954.0528 | 4.3794 | 600 | 77458.78 | 129.098 | 583.5 | 2862.47 | 773.9544 | 4219.9244 | 73238.8556 | 39869.73 | 33369.1256 | VRF | 1 | LI01 | 9.9 | ENT02 | 2 | ENV01 | 2.5 | WMSGS01 | 0.3 | BULD04 | 4 | ZVDF01 | 1
23954.0528 | 4.3794 | 600 | 78069.62 | 130.116 | 583.5 | 2862.47 | 784.5552 | 4230.5252 | 73839.0948 | 39869.73 | 33969.3648 | VRF | 1 | LI01 | 9.9 | ENT02 | 2 | ENV01 | 2.5 | WMSGS01 | 0.3 | BULD04 | 4 | ZVDF02 | 0
23954.0528 | 4.3794 | 600 | 78383.95 | 130.6399 | 583.5 | 2862.47 | 760.7469 | 4206.7169 | 74177.2331 | 39869.73 | 34307.5031 | VRF | 1 | LI01 | 9.9 | ENT01 | 1 | ENV01 | 2.5 | WMSGS01 | 0.3 | BULD02 | 2 | ZVDF02 | 0
23954.0528 | 4.3794 | 600 | 77464.85 | 129.1081 | 583.5 | 2862.47 | 766.5423 | 4212.5123 | 73252.3377 | 39869.73 | 33382.6077 | VRF | 1 | LI01 | 9.9 | ENT02 | 2 | ENV01 | 2.5 | WMSGS02 | 0.7 | BULD01 | 1 | ZVDF01 | 1
23954.0528 | 4.3794 | 600 | 78092.52 | 130.1542 | 583.5 | 2862.47 | 776.3706 | 4222.3406 | 73870.1794 | 39869.73 | 34000.4494 | VRF | 1 | LI01 | 9.9 | ENT02 | 2 | ENV01 | 2.5 | WMSGS02 | 0.7 | BULD01 | 1 | ZVDF02 | 0
23954.0528 | 4.3794 | 600 | 77934.19 | 129.8903 | 583.5 | 2862.47 | 793.5803 | 4239.5503 | 73694.6397 | 39869.73 | 33824.9097 | VRF | 1 | LI01 | 9.9 | ENT02 | 2 | ENV01 | 2.5 | WMSGS02 | 0.7 | BULD02 | 2 | ZVDF01 | 1
23954.0528 | 4.3794 | 600 | 78640.7 | 131.0678 | 583.5 | 2862.47 | 802.7029 | 4248.6729 | 74392.0271 | 39869.73 | 34522.2971 | VRF | 1 | LI01 | 9.9 | ENT02 | 2 | ENV01 | 2.5 | WMSGS02 | 0.7 | BULD02 | 2 | ZVDF02 | 0
23954.0528 | 4.3794 | 600 | 78394.38 | 130.6573 | 583.5 | 2862.47 | 826.3516 | 4272.3216 | 74122.0584 | 39869.73 | 34252.3284 | VRF | 1 | LI01 | 9.9 | ENT02 | 2 | ENV01 | 2.5 | WMSGS02 | 0.7 | BULD03 | 3 | ZVDF01 | 1
23954.0528 | 4.3794 | 600 | 79180.84 | 131.9681 | 583.5 | 2862.47 | 832.5041 | 4278.4741 | 74902.3659 | 39869.73 | 35032.6359 | VRF | 1 | LI01 | 9.9 | ENT02 | 2 | ENV01 | 2.5 | WMSGS02 | 0.7 | BULD03 | 3 | ZVDF02 | 0
23954.0528 | 4.3794 | 600 | 78216.8 | 130.3613 | 583.5 | 2862.47 | 813.482 | 4259.452 | 73957.348 | 39869.73 | 34087.618 | VRF | 1 | LI01 | 9.9 | ENT02 | 2 | ENV01 | 2.5 | WMSGS02 | 0.7 | BULD04 | 4 | ZVDF01 | 1
23954.0528 | 4.3794 | 600 | 78938.95 | 131.5649 | 583.5 | 2862.47 | 822.0034 | 4267.9734 | 74670.9766 | 39869.73 | 34801.2466 | VRF | 1 | LI01 | 9.9 | ENT02 | 2 | ENV01 | 2.5 | WMSGS02 | 0.7 | BULD04 | 4 | ZVDF02 | 0
23954.0528 | 4.3794 | 600 | 77017.92 | 128.3632 | 583.5 | 2862.47 | 755.5762 | 4201.5462 | 72816.3738 | 39869.73 | 32946.6438 | VRF | 1 | LI01 | 9.9 | ENT02 | 2 | ENV02 | 3.7 | WMSGS01 | 0.3 | BULD01 | 1 | ZVDF01 | 1
23954.0528 | 4.3794 | 600 | 77552.6 | 129.2543 | 583.5 | 2862.47 | 766.1608 | 4212.1308 | 73340.4692 | 39869.73 | 33470.7392 | VRF | 1 | LI01 | 9.9 | ENT02 | 2 | ENV02 | 3.7 | WMSGS01 | 0.3 | BULD01 | 1 | ZVDF02 | 0
23954.0528 | 4.3794 | 600 | 78924.51 | 131.5408 | 583.5 | 2862.47 | 787.3649 | 4233.3349 | 74691.1751 | 39869.73 | 34821.4451 | VRF | 1 | LI01 | 9.9 | ENT01 | 1 | ENV01 | 2.5 | WMSGS01 | 0.3 | BULD03 | 3 | ZVDF01 | 1
23954.0528 | 4.3794 | 600 | 77268.23 | 128.7804 | 583.5 | 2862.47 | 767.2727 | 4213.2427 | 73054.9873 | 39869.73 | 33185.2573 | VRF | 1 | LI01 | 9.9 | ENT02 | 2 | ENV02 | 3.7 | WMSGS01 | 0.3 | BULD02 | 2 | ZVDF01 | 1
23954.0528 | 4.3794 | 600 | 77863.34 | 129.7722 | 583.5 | 2862.47 | 777.2297 | 4223.1997 | 73640.1403 | 39869.73 | 33770.4103 | VRF | 1 | LI01 | 9.9 | ENT02 | 2 | ENV02 | 3.7 | WMSGS01 | 0.3 | BULD02 | 2 | ZVDF02 | 0
23954.0528 | 4.3794 | 600 | 77496.67 | 129.1611 | 583.5 | 2862.47 | 782.9908 | 4228.9608 | 73267.7092 | 39869.73 | 33397.9792 | VRF | 1 | LI01 | 9.9 | ENT02 | 2 | ENV02 | 3.7 | WMSGS01 | 0.3 | BULD03 | 3 | ZVDF01 | 1
23954.0528 | 4.3794 | 600 | 78145.89 | 130.2431 | 583.5 | 2862.47 | 791.1234 | 4237.0934 | 73908.7966 | 39869.73 | 34039.0666 | VRF | 1 | LI01 | 9.9 | ENT02 | 2 | ENV02 | 3.7 | WMSGS01 | 0.3 | BULD03 | 3 | ZVDF02 | 0
23954.0528 | 4.3794 | 600 | 77420.35 | 129.0339 | 583.5 | 2862.47 | 776.8532 | 4222.8232 | 73197.5268 | 39869.73 | 33327.7968 | VRF | 1 | LI01 | 9.9 | ENT02 | 2 | ENV02 | 3.7 | WMSGS01 | 0.3 | BULD04 | 4 | ZVDF01 | 1
23954.0528 | 4.3794 | 600 | 78051.7 | 130.0862 | 583.5 | 2862.47 | 786.4984 | 4232.4684 | 73819.2316 | 39869.73 | 33949.5016 | VRF | 1 | LI01 | 9.9 | ENT02 | 2 | ENV02 | 3.7 | WMSGS01 | 0.3 | BULD04 | 4 | ZVDF02 | 0
23954.0528 | 4.3794 | 600 | 77548.73 | 129.2479 | 583.5 | 2862.47 | 781.3645 | 4227.3345 | 73321.3955 | 39869.73 | 33451.6655 | VRF | 1 | LI01 | 9.9 | ENT02 | 2 | ENV02 | 3.7 | WMSGS02 | 0.7 | BULD01 | 1 | ZVDF01 | 1
23954.0528 | 4.3794 | 600 | 78225.43 | 130.3757 | 583.5 | 2862.47 | 789.9894 | 4235.9594 | 73989.4706 | 39869.73 | 34119.7406 | VRF | 1 | LI01 | 9.9 | ENT02 | 2 | ENV02 | 3.7 | WMSGS02 | 0.7 | BULD01 | 1 | ZVDF02 | 0
23954.0528 | 4.3794 | 600 | 77965.37 | 129.9423 | 583.5 | 2862.47 | 799.6242 | 4245.5942 | 73719.7758 | 39869.73 | 33850.0458 | VRF | 1 | LI01 | 9.9 | ENT02 | 2 | ENV02 | 3.7 | WMSGS02 | 0.7 | BULD02 | 2 | ZVDF01 | 1
23954.0528 | 4.3794 | 600 | 78709.42 | 131.1824 | 583.5 | 2862.47 | 807.5179 | 4253.4879 | 74455.9321 | 39869.73 | 34586.2021 | VRF | 1 | LI01 | 9.9 | ENT02 | 2 | ENV02 | 3.7 | WMSGS02 | 0.7 | BULD02 | 2 | ZVDF02 | 0
23954.0528 | 4.3794 | 600 | 78475.82 | 130.793 | 583.5 | 2862.47 | 792.0425 | 4238.0125 | 74237.8075 | 39869.73 | 34368.0775 | VRF | 1 | LI01 | 9.9 | ENT01 | 1 | ENV01 | 2.5 | WMSGS01 | 0.3 | BULD03 | 3 | ZVDF02 | 0
23954.0528 | 4.3794 | 600 | 78366.89 | 130.6115 | 583.5 | 2862.47 | 821.5375 | 4267.5075 | 74099.3825 | 39869.73 | 34229.6525 | VRF | 1 | LI01 | 9.9 | ENT02 | 2 | ENV02 | 3.7 | WMSGS02 | 0.7 | BULD03 | 3 | ZVDF01 | 1
23954.0528 | 4.3794 | 600 | 79167.13 | 131.9452 | 583.5 | 2862.47 | 827.1802 | 4273.1502 | 74893.9798 | 39869.73 | 35024.2498 | VRF | 1 | LI01 | 9.9 | ENT02 | 2 | ENV02 | 3.7 | WMSGS02 | 0.7 | BULD03 | 3 | ZVDF02 | 0
23954.0528 | 4.3794 | 600 | 78207.44 | 130.3457 | 583.5 | 2862.47 | 813.6474 | 4259.6174 | 73947.8226 | 39869.73 | 34078.0926 | VRF | 1 | LI01 | 9.9 | ENT02 | 2 | ENV02 | 3.7 | WMSGS02 | 0.7 | BULD04 | 4 | ZVDF01 | 1
23954.0528 | 4.3794 | 600 | 78969.61 | 131.616 | 583.5 | 2862.47 | 821.0267 | 4266.9967 | 74702.6133 | 39869.73 | 34832.8833 | VRF | 1 | LI01 | 9.9 | ENT02 | 2 | ENV02 | 3.7 | WMSGS02 | 0.7 | BULD04 | 4 | ZVDF02 | 0
23954.0528 | 4.3794 | 600 | 106841.52 | 178.0692 | 1391.07 | 2862.47 | 816.1724 | 5069.7124 | 101771.8076 | 39869.73 | 61902.0776 | VRF | 1 | LI02 | 23.6016 | ENT01 | 1 | ENV01 | 2.5 | WMSGS01 | 0.3 | BULD01 | 1 | ZVDF01 | 1
23954.0528 | 4.3794 | 600 | 106594.25 | 177.6571 | 1391.07 | 2862.47 | 821.125 | 5074.665 | 101519.585 | 39869.73 | 61649.855 | VRF | 1 | LI02 | 23.6016 | ENT01 | 1 | ENV01 | 2.5 | WMSGS01 | 0.3 | BULD01 | 1 | ZVDF02 | 0
23954.0528 | 4.3794 | 600 | 106917.72 | 178.1962 | 1391.07 | 2862.47 | 867.3247 | 5120.8647 | 101796.8553 | 39869.73 | 61927.1253 | VRF | 1 | LI02 | 23.6016 | ENT01 | 1 | ENV01 | 2.5 | WMSGS01 | 0.3 | BULD02 | 2 | ZVDF01 | 1
23954.0528 | 4.3794 | 600 | 106681.88 | 177.8031 | 1391.07 | 2862.47 | 871.7058 | 5125.2458 | 101556.6342 | 39869.73 | 61686.9042 | VRF | 1 | LI02 | 23.6016 | ENT01 | 1 | ENV01 | 2.5 | WMSGS01 | 0.3 | BULD02 | 2 | ZVDF02 | 0
23954.0528 | 4.3794 | 600 | 106979.97 | 178.2999 | 1391.07 | 2862.47 | 906.3274 | 5159.8674 | 101820.1026 | 39869.73 | 61950.3726 | VRF | 1 | LI02 | 23.6016 | ENT01 | 1 | ENV01 | 2.5 | WMSGS01 | 0.3 | BULD03 | 3 | ZVDF01 | 1
23954.0528 | 4.3794 | 600 | 106755.29 | 177.9255 | 1391.07 | 2862.47 | 910.85 | 5164.39 | 101590.9 | 39869.73 | 61721.17 | VRF | 1 | LI02 | 23.6016 | ENT01 | 1 | ENV01 | 2.5 | WMSGS01 | 0.3 | BULD03 | 3 | ZVDF02 | 0
23954.0528 | 4.3794 | 600 | 78779.33 | 131.2989 | 583.5 | 2862.47 | 697.9119 | 4143.8819 | 74635.4481 | 39869.73 | 34765.7181 | VRF | 1 | LI01 | 9.9 | ENT01 | 1 | ENV01 | 2.5 | WMSGS01 | 0.3 | BULD04 | 4 | ZVDF01 | 1
23954.0528 | 4.3794 | 600 | 106830.05 | 178.0501 | 1391.07 | 2862.47 | 807.6915 | 5061.2315 | 101768.8185 | 39869.73 | 61899.0885 | VRF | 1 | LI02 | 23.6016 | ENT01 | 1 | ENV01 | 2.5 | WMSGS01 | 0.3 | BULD04 | 4 | ZVDF01 | 1
23954.0528 | 4.3794 | 600 | 106593.49 | 177.6558 | 1391.07 | 2862.47 | 812.6738 | 5066.2138 | 101527.2762 | 39869.73 | 61657.5462 | VRF | 1 | LI02 | 23.6016 | ENT01 | 1 | ENV01 | 2.5 | WMSGS01 | 0.3 | BULD04 | 4 | ZVDF02 | 0
23954.0528 | 4.3794 | 600 | 107189.95 | 178.6499 | 1391.07 | 2862.47 | 832.315 | 5085.855 | 102104.095 | 39869.73 | 62234.365 | VRF | 1 | LI02 | 23.6016 | ENT01 | 1 | ENV01 | 2.5 | WMSGS02 | 0.7 | BULD01 | 1 | ZVDF01 | 1
23954.0528 | 4.3794 | 600 | 106917.47 | 178.1958 | 1391.07 | 2862.47 | 836.8068 | 5090.3468 | 101827.1232 | 39869.73 | 61957.3932 | VRF | 1 | LI02 | 23.6016 | ENT01 | 1 | ENV01 | 2.5 | WMSGS02 | 0.7 | BULD01 | 1 | ZVDF02 | 0
23954.0528 | 4.3794 | 600 | 107415.24 | 179.0254 | 1391.07 | 2862.47 | 889.2778 | 5142.8178 | 102272.4222 | 39869.73 | 62402.6922 | VRF | 1 | LI02 | 23.6016 | ENT01 | 1 | ENV01 | 2.5 | WMSGS02 | 0.7 | BULD02 | 2 | ZVDF01 | 1
23954.0528 | 4.3794 | 600 | 107127.17 | 178.5453 | 1391.07 | 2862.47 | 893.2443 | 5146.7843 | 101980.3857 | 39869.73 | 62110.6557 | VRF | 1 | LI02 | 23.6016 | ENT01 | 1 | ENV01 | 2.5 | WMSGS02 | 0.7 | BULD02 | 2 | ZVDF02 | 0
23954.0528 | 4.3794 | 600 | 107546.69 | 179.2445 | 1391.07 | 2862.47 | 934.1046 | 5187.6446 | 102359.0454 | 39869.73 | 62489.3154 | VRF | 1 | LI02 | 23.6016 | ENT01 | 1 | ENV01 | 2.5 | WMSGS02 | 0.7 | BULD03 | 3 | ZVDF01 | 1
23954.0528 | 4.3794 | 600 | 107280.03 | 178.8 | 1391.07 | 2862.47 | 937.8509 | 5191.3909 | 102088.6391 | 39869.73 | 62218.9091 | VRF | 1 | LI02 | 23.6016 | ENT01 | 1 | ENV01 | 2.5 | WMSGS02 | 0.7 | BULD03 | 3 | ZVDF02 | 0
23954.0528 | 4.3794 | 600 | 107418.81 | 179.0314 | 1391.07 | 2862.47 | 833.4198 | 5086.9598 | 102331.8502 | 39869.73 | 62462.1202 | VRF | 1 | LI02 | 23.6016 | ENT01 | 1 | ENV01 | 2.5 | WMSGS02 | 0.7 | BULD04 | 4 | ZVDF01 | 1
23954.0528 | 4.3794 | 600 | 107106.09 | 178.5101 | 1391.07 | 2862.47 | 837.841 | 5091.381 | 102014.709 | 39869.73 | 62144.979 | VRF | 1 | LI02 | 23.6016 | ENT01 | 1 | ENV01 | 2.5 | WMSGS02 | 0.7 | BULD04 | 4 | ZVDF02 | 0
23954.0528 | 4.3794 | 600 | 78326.91 | 130.5448 | 583.5 | 2862.47 | 702.6502 | 4148.6202 | 74178.2898 | 39869.73 | 34308.5598 | VRF | 1 | LI01 | 9.9 | ENT01 | 1 | ENV01 | 2.5 | WMSGS01 | 0.3 | BULD04 | 4 | ZVDF02 | 0
23954.0528 | 4.3794 | 600 | 104915.37 | 174.8589 | 1391.07 | 2862.47 | 823.8878 | 5077.4278 | 99837.9422 | 39869.73 | 59968.2122 | VRF | 1 | LI02 | 23.6016 | ENT01 | 1 | ENV02 | 3.7 | WMSGS01 | 0.3 | BULD01 | 1 | ZVDF01 | 1
23954.0528 | 4.3794 | 600 | 105414.08 | 175.6901 | 1391.07 | 2862.47 | 830.189 | 5083.729 | 100330.351 | 39869.73 | 60460.621 | VRF | 1 | LI02 | 23.6016 | ENT01 | 1 | ENV02 | 3.7 | WMSGS01 | 0.3 | BULD01 | 1 | ZVDF02 | 0
23954.0528 | 4.3794 | 600 | 105022.1 | 175.0368 | 1391.07 | 2862.47 | 850.4929 | 5104.0329 | 99918.0671 | 39869.73 | 60048.3371 | VRF | 1 | LI02 | 23.6016 | ENT01 | 1 | ENV02 | 3.7 | WMSGS01 | 0.3 | BULD02 | 2 | ZVDF01 | 1
23954.0528 | 4.3794 | 600 | 105508.03 | 175.8467 | 1391.07 | 2862.47 | 856.092 | 5109.632 | 100398.398 | 39869.73 | 60528.668 | VRF | 1 | LI02 | 23.6016 | ENT01 | 1 | ENV02 | 3.7 | WMSGS01 | 0.3 | BULD02 | 2 | ZVDF02 | 0
23954.0528 | 4.3794 | 600 | 105106.73 | 175.1779 | 1391.07 | 2862.47 | 864.9064 | 5118.4464 | 99988.2836 | 39869.73 | 60118.5536 | VRF | 1 | LI02 | 23.6016 | ENT01 | 1 | ENV02 | 3.7 | WMSGS01 | 0.3 | BULD03 | 3 | ZVDF01 | 1
23954.0528 | 4.3794 | 600 | 105644.38 | 176.074 | 1391.07 | 2862.47 | 870.2943 | 5123.8343 | 100520.5457 | 39869.73 | 60650.8157 | VRF | 1 | LI02 | 23.6016 | ENT01 | 1 | ENV02 | 3.7 | WMSGS01 | 0.3 | BULD03 | 3 | ZVDF02 | 0
23954.0528 | 4.3794 | 600 | 105044.93 | 175.0749 | 1391.07 | 2862.47 | 824.8678 | 5078.4078 | 99966.5222 | 39869.73 | 60096.7922 | VRF | 1 | LI02 | 23.6016 | ENT01 | 1 | ENV02 | 3.7 | WMSGS01 | 0.3 | BULD04 | 4 | ZVDF01 | 1
23954.0528 | 4.3794 | 600 | 105559.17 | 175.9319 | 1391.07 | 2862.47 | 830.9359 | 5084.4759 | 100474.6941 | 39869.73 | 60604.9641 | VRF | 1 | LI02 | 23.6016 | ENT01 | 1 | ENV02 | 3.7 | WMSGS01 | 0.3 | BULD04 | 4 | ZVDF02 | 0
23954.0528 | 4.3794 | 600 | 105245.23 | 175.4087 | 1391.07 | 2862.47 | 841.04 | 5094.58 | 100150.65 | 39869.73 | 60280.92 | VRF | 1 | LI02 | 23.6016 | ENT01 | 1 | ENV02 | 3.7 | WMSGS02 | 0.7 | BULD01 | 1 | ZVDF01 | 1
23954.0528 | 4.3794 | 600 | 105749.67 | 176.2494 | 1391.07 | 2862.47 | 846.7991 | 5100.3391 | 100649.3309 | 39869.73 | 60779.6009 | VRF | 1 | LI02 | 23.6016 | ENT01 | 1 | ENV02 | 3.7 | WMSGS02 | 0.7 | BULD01 | 1 | ZVDF02 | 0
23954.0528 | 4.3794 | 600 | 79111.23 | 131.852 | 583.5 | 2862.47 | 719.7903 | 4165.7603 | 74945.4697 | 39869.73 | 35075.7397 | VRF | 1 | LI01 | 9.9 | ENT01 | 1 | ENV01 | 2.5 | WMSGS02 | 0.7 | BULD01 | 1 | ZVDF01 | 1
23954.0528 | 4.3794 | 600 | 105485.58 | 175.8093 | 1391.07 | 2862.47 | 872.7266 | 5126.2666 | 100359.3134 | 39869.73 | 60489.5834 | VRF | 1 | LI02 | 23.6016 | ENT01 | 1 | ENV02 | 3.7 | WMSGS02 | 0.7 | BULD02 | 2 | ZVDF01 | 1
23954.0528 | 4.3794 | 600 | 105934.86 | 176.5581 | 1391.07 | 2862.47 | 877.6672 | 5131.2072 | 100803.6528 | 39869.73 | 60933.9228 | VRF | 1 | LI02 | 23.6016 | ENT01 | 1 | ENV02 | 3.7 | WMSGS02 | 0.7 | BULD02 | 2 | ZVDF02 | 0
23954.0528 | 4.3794 | 600 | 105659.36 | 176.0989 | 1391.07 | 2862.47 | 893.754 | 5147.294 | 100512.066 | 39869.73 | 60642.336 | VRF | 1 | LI02 | 23.6016 | ENT01 | 1 | ENV02 | 3.7 | WMSGS02 | 0.7 | BULD03 | 3 | ZVDF01 | 1
23954.0528 | 4.3794 | 600 | 106183.52 | 176.9725 | 1391.07 | 2862.47 | 897.8325 | 5151.3725 | 101032.1475 | 39869.73 | 61162.4175 | VRF | 1 | LI02 | 23.6016 | ENT01 | 1 | ENV02 | 3.7 | WMSGS02 | 0.7 | BULD03 | 3 | ZVDF02 | 0
23954.0528 | 4.3794 | 600 | 105594.91 | 175.9915 | 1391.07 | 2862.47 | 852.1575 | 5105.6975 | 100489.2125 | 39869.73 | 60619.4825 | VRF | 1 | LI02 | 23.6016 | ENT01 | 1 | ENV02 | 3.7 | WMSGS02 | 0.7 | BULD04 | 4 | ZVDF01 | 1
23954.0528 | 4.3794 | 600 | 106063.21 | 176.772 | 1391.07 | 2862.47 | 857.4525 | 5110.9925 | 100952.2175 | 39869.73 | 61082.4875 | VRF | 1 | LI02 | 23.6016 | ENT01 | 1 | ENV02 | 3.7 | WMSGS02 | 0.7 | BULD04 | 4 | ZVDF02 | 0
23954.0528 | 4.3794 | 600 | 106122.5 | 176.8708 | 1391.07 | 2862.47 | 880.105 | 5133.645 | 100988.855 | 39869.73 | 61119.125 | VRF | 1 | LI02 | 23.6016 | ENT02 | 2 | ENV01 | 2.5 | WMSGS01 | 0.3 | BULD01 | 1 | ZVDF01 | 1
23954.0528 | 4.3794 | 600 | 107036.37 | 178.3939 | 1391.07 | 2862.47 | 883.9053 | 5137.4453 | 101898.9247 | 39869.73 | 62029.1947 | VRF | 1 | LI02 | 23.6016 | ENT02 | 2 | ENV01 | 2.5 | WMSGS01 | 0.3 | BULD01 | 1 | ZVDF02 | 0
23954.0528 | 4.3794 | 600 | 106384.39 | 177.3073 | 1391.07 | 2862.47 | 896.0315 | 5149.5715 | 101234.8185 | 39869.73 | 61365.0885 | VRF | 1 | LI02 | 23.6016 | ENT02 | 2 | ENV01 | 2.5 | WMSGS01 | 0.3 | BULD02 | 2 | ZVDF01 | 1
23954.0528 | 4.3794 | 600 | 107256.98 | 178.7616 | 1391.07 | 2862.47 | 899.5093 | 5153.0493 | 102103.9307 | 39869.73 | 62234.2007 | VRF | 1 | LI02 | 23.6016 | ENT02 | 2 | ENV01 | 2.5 | WMSGS01 | 0.3 | BULD02 | 2 | ZVDF02 | 0
23954.0528 | 4.3794 | 600 | 78613.97 | 131.0233 | 583.5 | 2862.47 | 724.3857 | 4170.3557 | 74443.6143 | 39869.73 | 34573.8843 | VRF | 1 | LI01 | 9.9 | ENT01 | 1 | ENV01 | 2.5 | WMSGS02 | 0.7 | BULD01 | 1 | ZVDF02 | 0
23954.0528 | 4.3794 | 600 | 98987.26 | 164.9788 | 583.5 | 2862.47 | 747.7759 | 4193.7459 | 94793.5141 | 39869.73 | 54923.7841 | Splitao | 2 | LI01 | 9.9 | ENT01 | 1 | ENV01 | 2.5 | WMSGS01 | 0.3 | BULD01 | 1 | ZVDF01 | 1
23954.0528 | 4.3794 | 600 | 121665 | 202.775 | 1391.07 | 2862.47 | 992.7037 | 5246.2437 | 116418.7563 | 39869.73 | 76549.0263 | Splitao | 2 | LI02 | 23.6016 | ENT02 | 2 | ENV01 | 2.5 | WMSGS01 | 0.3 | BULD03 | 3 | ZVDF01 | 1
23954.0528 | 4.3794 | 600 | 121714.63 | 202.8577 | 1391.07 | 2862.47 | 992.7788 | 5246.3188 | 116468.3112 | 39869.73 | 76598.5812 | Splitao | 2 | LI02 | 23.6016 | ENT02 | 2 | ENV01 | 2.5 | WMSGS01 | 0.3 | BULD03 | 3 | ZVDF02 | 0
23954.0528 | 4.3794 | 600 | 121733.39 | 202.889 | 1391.07 | 2862.47 | 990.7489 | 5244.2889 | 116489.1011 | 39869.73 | 76619.3711 | Splitao | 2 | LI02 | 23.6016 | ENT02 | 2 | ENV01 | 2.5 | WMSGS01 | 0.3 | BULD04 | 4 | ZVDF01 | 1
23954.0528 | 4.3794 | 600 | 121612.82 | 202.688 | 1391.07 | 2862.47 | 992.5188 | 5246.0588 | 116366.7612 | 39869.73 | 76497.0312 | Splitao | 2 | LI02 | 23.6016 | ENT02 | 2 | ENV01 | 2.5 | WMSGS01 | 0.3 | BULD04 | 4 | ZVDF02 | 0
23954.0528 | 4.3794 | 600 | 121674.28 | 202.7905 | 1391.07 | 2862.47 | 973.4335 | 5226.9735 | 116447.3065 | 39869.73 | 76577.5765 | Splitao | 2 | LI02 | 23.6016 | ENT02 | 2 | ENV01 | 2.5 | WMSGS02 | 0.7 | BULD01 | 1 | ZVDF01 | 1
23954.0528 | 4.3794 | 600 | 121725.23 | 202.8754 | 1391.07 | 2862.47 | 972.6919 | 5226.2319 | 116498.9981 | 39869.73 | 76629.2681 | Splitao | 2 | LI02 | 23.6016 | ENT02 | 2 | ENV01 | 2.5 | WMSGS02 | 0.7 | BULD01 | 1 | ZVDF02 | 0
23954.0528 | 4.3794 | 600 | 121910.91 | 203.1848 | 1391.07 | 2862.47 | 1023.1294 | 5276.6694 | 116634.2406 | 39869.73 | 76764.5106 | Splitao | 2 | LI02 | 23.6016 | ENT02 | 2 | ENV01 | 2.5 | WMSGS02 | 0.7 | BULD02 | 2 | ZVDF01 | 1
23954.0528 | 4.3794 | 600 | 121702.32 | 202.8372 | 1391.07 | 2862.47 | 1029.8424 | 5283.3824 | 116418.9376 | 39869.73 | 76549.2076 | Splitao | 2 | LI02 | 23.6016 | ENT02 | 2 | ENV01 | 2.5 | WMSGS02 | 0.7 | BULD02 | 2 | ZVDF02 | 0
23954.0528 | 4.3794 | 600 | 123184.1 | 205.3068 | 1391.07 | 2862.47 | 1050.6873 | 5304.2273 | 117879.8727 | 39869.73 | 78010.1427 | Splitao | 2 | LI02 | 23.6016 | ENT02 | 2 | ENV01 | 2.5 | WMSGS02 | 0.7 | BULD03 | 3 | ZVDF01 | 1
23954.0528 | 4.3794 | 600 | 123245.84 | 205.4097 | 1391.07 | 2862.47 | 1050.9008 | 5304.4408 | 117941.3992 | 39869.73 | 78071.6692 | Splitao | 2 | LI02 | 23.6016 | ENT02 | 2 | ENV01 | 2.5 | WMSGS02 | 0.7 | BULD03 | 3 | ZVDF02 | 0
23954.0528 | 4.3794 | 600 | 97604.16 | 162.6736 | 583.5 | 2862.47 | 840.4121 | 4286.3821 | 93317.7779 | 39869.73 | 53448.0479 | Splitao | 2 | LI01 | 9.9 | ENT01 | 1 | ENV01 | 2.5 | WMSGS02 | 0.7 | BULD02 | 2 | ZVDF01 | 1
23954.0528 | 4.3794 | 600 | 123100.83 | 205.168 | 1391.07 | 2862.47 | 1047.8879 | 5301.4279 | 117799.4021 | 39869.73 | 77929.6721 | Splitao | 2 | LI02 | 23.6016 | ENT02 | 2 | ENV01 | 2.5 | WMSGS02 | 0.7 | BULD04 | 4 | ZVDF01 | 1
23954.0528 | 4.3794 | 600 | 122879.32 | 204.7989 | 1391.07 | 2862.47 | 1052.09 | 5305.63 | 117573.69 | 39869.73 | 77703.96 | Splitao | 2 | LI02 | 23.6016 | ENT02 | 2 | ENV01 | 2.5 | WMSGS02 | 0.7 | BULD04 | 4 | ZVDF02 | 0
23954.0528 | 4.3794 | 600 | 120814.73 | 201.3579 | 1391.07 | 2862.47 | 946.5468 | 5200.0868 | 115614.6432 | 39869.73 | 75744.9132 | Splitao | 2 | LI02 | 23.6016 | ENT02 | 2 | ENV02 | 3.7 | WMSGS01 | 0.3 | BULD01 | 1 | ZVDF01 | 1
23954.0528 | 4.3794 | 600 | 120917.09 | 201.5285 | 1391.07 | 2862.47 | 946.0775 | 5199.6175 | 115717.4725 | 39869.73 | 75847.7425 | Splitao | 2 | LI02 | 23.6016 | ENT02 | 2 | ENV02 | 3.7 | WMSGS01 | 0.3 | BULD01 | 1 | ZVDF02 | 0
23954.0528 | 4.3794 | 600 | 120773.78 | 201.2896 | 1391.07 | 2862.47 | 969.9027 | 5223.4427 | 115550.3373 | 39869.73 | 75680.6073 | Splitao | 2 | LI02 | 23.6016 | ENT02 | 2 | ENV02 | 3.7 | WMSGS01 | 0.3 | BULD02 | 2 | ZVDF01 | 1
23954.0528 | 4.3794 | 600 | 120646.85 | 201.0781 | 1391.07 | 2862.47 | 974.9736 | 5228.5136 | 115418.3364 | 39869.73 | 75548.6064 | Splitao | 2 | LI02 | 23.6016 | ENT02 | 2 | ENV02 | 3.7 | WMSGS01 | 0.3 | BULD02 | 2 | ZVDF02 | 0
23954.0528 | 4.3794 | 600 | 121635.72 | 202.7262 | 1391.07 | 2862.47 | 981.0683 | 5234.6083 | 116401.1117 | 39869.73 | 76531.3817 | Splitao | 2 | LI02 | 23.6016 | ENT02 | 2 | ENV02 | 3.7 | WMSGS01 | 0.3 | BULD03 | 3 | ZVDF01 | 1
23954.0528 | 4.3794 | 600 | 121738.89 | 202.8981 | 1391.07 | 2862.47 | 980.63 | 5234.17 | 116504.72 | 39869.73 | 76634.99 | Splitao | 2 | LI02 | 23.6016 | ENT02 | 2 | ENV02 | 3.7 | WMSGS01 | 0.3 | BULD03 | 3 | ZVDF02 | 0
23954.0528 | 4.3794 | 600 | 121704.61 | 202.841 | 1391.07 | 2862.47 | 979.0005 | 5232.5405 | 116472.0695 | 39869.73 | 76602.3395 | Splitao | 2 | LI02 | 23.6016 | ENT02 | 2 | ENV02 | 3.7 | WMSGS01 | 0.3 | BULD04 | 4 | ZVDF01 | 1
23954.0528 | 4.3794 | 600 | 121563.51 | 202.6059 | 1391.07 | 2862.47 | 981.6052 | 5235.1452 | 116328.3648 | 39869.73 | 76458.6348 | Splitao | 2 | LI02 | 23.6016 | ENT02 | 2 | ENV02 | 3.7 | WMSGS01 | 0.3 | BULD04 | 4 | ZVDF02 | 0
23954.0528 | 4.3794 | 600 | 94402.38 | 157.3373 | 583.5 | 2862.47 | 843.6438 | 4289.6138 | 90112.7662 | 39869.73 | 50243.0362 | Splitao | 2 | LI01 | 9.9 | ENT01 | 1 | ENV01 | 2.5 | WMSGS02 | 0.7 | BULD02 | 2 | ZVDF02 | 0
23954.0528 | 4.3794 | 600 | 121825.67 | 203.0428 | 1391.07 | 2862.47 | 982.2511 | 5235.7911 | 116589.8789 | 39869.73 | 76720.1489 | Splitao | 2 | LI02 | 23.6016 | ENT02 | 2 | ENV02 | 3.7 | WMSGS02 | 0.7 | BULD01 | 1 | ZVDF01 | 1
23954.0528 | 4.3794 | 600 | 121941.85 | 203.2364 | 1391.07 | 2862.47 | 981.2213 | 5234.7613 | 116707.0887 | 39869.73 | 76837.3587 | Splitao | 2 | LI02 | 23.6016 | ENT02 | 2 | ENV02 | 3.7 | WMSGS02 | 0.7 | BULD01 | 1 | ZVDF02 | 0
23954.0528 | 4.3794 | 600 | 121902.78 | 203.1713 | 1391.07 | 2862.47 | 1020.3242 | 5273.8642 | 116628.9158 | 39869.73 | 76759.1858 | Splitao | 2 | LI02 | 23.6016 | ENT02 | 2 | ENV02 | 3.7 | WMSGS02 | 0.7 | BULD02 | 2 | ZVDF01 | 1
23954.0528 | 4.3794 | 600 | 121768.48 | 202.9475 | 1391.07 | 2862.47 | 1026.934 | 5280.474 | 116488.006 | 39869.73 | 76618.276 | Splitao | 2 | LI02 | 23.6016 | ENT02 | 2 | ENV02 | 3.7 | WMSGS02 | 0.7 | BULD02 | 2 | ZVDF02 | 0
23954.0528 | 4.3794 | 600 | 123214.27 | 205.3571 | 1391.07 | 2862.47 | 1039.0829 | 5292.6229 | 117921.6471 | 39869.73 | 78051.9171 | Splitao | 2 | LI02 | 23.6016 | ENT02 | 2 | ENV02 | 3.7 | WMSGS02 | 0.7 | BULD03 | 3 | ZVDF01 | 1
23954.0528 | 4.3794 | 600 | 123310.13 | 205.5169 | 1391.07 | 2862.47 | 1038.9777 | 5292.5177 | 118017.6123 | 39869.73 | 78147.8823 | Splitao | 2 | LI02 | 23.6016 | ENT02 | 2 | ENV02 | 3.7 | WMSGS02 | 0.7 | BULD03 | 3 | ZVDF02 | 0
23954.0528 | 4.3794 | 600 | 123001.43 | 205.0024 | 1391.07 | 2862.47 | 1037.6108 | 5291.1508 | 117710.2792 | 39869.73 | 77840.5492 | Splitao | 2 | LI02 | 23.6016 | ENT02 | 2 | ENV02 | 3.7 | WMSGS02 | 0.7 | BULD04 | 4 | ZVDF01 | 1
23954.0528 | 4.3794 | 600 | 122835.9 | 204.7265 | 1391.07 | 2862.47 | 1041.9301 | 5295.4701 | 117540.4299 | 39869.73 | 77670.6999 | Splitao | 2 | LI02 | 23.6016 | ENT02 | 2 | ENV02 | 3.7 | WMSGS02 | 0.7 | BULD04 | 4 | ZVDF02 | 0
23954.0528 | 4.3794 | 600 | 99090.68 | 165.1511 | 583.5 | 2862.47 | 874.6246 | 4320.5946 | 94770.0854 | 39869.73 | 54900.3554 | Splitao | 2 | LI01 | 9.9 | ENT01 | 1 | ENV01 | 2.5 | WMSGS02 | 0.7 | BULD03 | 3 | ZVDF01 | 1
23954.0528 | 4.3794 | 600 | 96297.29 | 160.4955 | 583.5 | 2862.47 | 874.7146 | 4320.6846 | 91976.6054 | 39869.73 | 52106.8754 | Splitao | 2 | LI01 | 9.9 | ENT01 | 1 | ENV01 | 2.5 | WMSGS02 | 0.7 | BULD03 | 3 | ZVDF02 | 0
23954.0528 | 4.3794 | 600 | 98927.91 | 164.8799 | 583.5 | 2862.47 | 766.8039 | 4212.7739 | 94715.1361 | 39869.73 | 54845.4061 | Splitao | 2 | LI01 | 9.9 | ENT01 | 1 | ENV01 | 2.5 | WMSGS02 | 0.7 | BULD04 | 4 | ZVDF01 | 1
23954.0528 | 4.3794 | 600 | 95734.89 | 159.5582 | 583.5 | 2862.47 | 767.9693 | 4213.9393 | 91520.9507 | 39869.73 | 51651.2207 | Splitao | 2 | LI01 | 9.9 | ENT01 | 1 | ENV01 | 2.5 | WMSGS02 | 0.7 | BULD04 | 4 | ZVDF02 | 0
23954.0528 | 4.3794 | 600 | 93324.91 | 155.5415 | 583.5 | 2862.47 | 721.7854 | 4167.7554 | 89157.1546 | 39869.73 | 49287.4246 | Splitao | 2 | LI01 | 9.9 | ENT01 | 1 | ENV02 | 3.7 | WMSGS01 | 0.3 | BULD01 | 1 | ZVDF01 | 1
23954.0528 | 4.3794 | 600 | 90512.15 | 150.8536 | 583.5 | 2862.47 | 724.9498 | 4170.9198 | 86341.2302 | 39869.73 | 46471.5002 | Splitao | 2 | LI01 | 9.9 | ENT01 | 1 | ENV02 | 3.7 | WMSGS01 | 0.3 | BULD01 | 1 | ZVDF02 | 0
23954.0528 | 4.3794 | 600 | 92691.05 | 154.4851 | 583.5 | 2862.47 | 762.8762 | 4208.8462 | 88482.2038 | 39869.73 | 48612.4738 | Splitao | 2 | LI01 | 9.9 | ENT01 | 1 | ENV02 | 3.7 | WMSGS01 | 0.3 | BULD02 | 2 | ZVDF01 | 1
23954.0528 | 4.3794 | 600 | 89810.55 | 149.6842 | 583.5 | 2862.47 | 767.6652 | 4213.6352 | 85596.9148 | 39869.73 | 45727.1848 | Splitao | 2 | LI01 | 9.9 | ENT01 | 1 | ENV02 | 3.7 | WMSGS01 | 0.3 | BULD02 | 2 | ZVDF02 | 0
23954.0528 | 4.3794 | 600 | 95634.84 | 159.3914 | 583.5 | 2862.47 | 747.5256 | 4193.4956 | 91441.3444 | 39869.73 | 51571.6144 | Splitao | 2 | LI01 | 9.9 | ENT01 | 1 | ENV01 | 2.5 | WMSGS01 | 0.3 | BULD01 | 1 | ZVDF02 | 0
23954.0528 | 4.3794 | 600 | 93197.3 | 155.3288 | 583.5 | 2862.47 | 775.6879 | 4221.6579 | 88975.6421 | 39869.73 | 49105.9121 | Splitao | 2 | LI01 | 9.9 | ENT01 | 1 | ENV02 | 3.7 | WMSGS01 | 0.3 | BULD03 | 3 | ZVDF01 | 1
23954.0528 | 4.3794 | 600 | 90583.28 | 150.9721 | 583.5 | 2862.47 | 779.3201 | 4225.2901 | 86357.9899 | 39869.73 | 46488.2599 | Splitao | 2 | LI01 | 9.9 | ENT01 | 1 | ENV02 | 3.7 | WMSGS01 | 0.3 | BULD03 | 3 | ZVDF02 | 0
23954.0528 | 4.3794 | 600 | 93341.26 | 155.5688 | 583.5 | 2862.47 | 720.8641 | 4166.8341 | 89174.4259 | 39869.73 | 49304.6959 | Splitao | 2 | LI01 | 9.9 | ENT01 | 1 | ENV02 | 3.7 | WMSGS01 | 0.3 | BULD04 | 4 | ZVDF01 | 1
23954.0528 | 4.3794 | 600 | 90390.76 | 150.6513 | 583.5 | 2862.47 | 725.2971 | 4171.2671 | 86219.4929 | 39869.73 | 46349.7629 | Splitao | 2 | LI01 | 9.9 | ENT01 | 1 | ENV02 | 3.7 | WMSGS01 | 0.3 | BULD04 | 4 | ZVDF02 | 0
23954.0528 | 4.3794 | 600 | 93800.57 | 156.3343 | 583.5 | 2862.47 | 745.4112 | 4191.3812 | 89609.1888 | 39869.73 | 49739.4588 | Splitao | 2 | LI01 | 9.9 | ENT01 | 1 | ENV02 | 3.7 | WMSGS02 | 0.7 | BULD01 | 1 | ZVDF01 | 1
23954.0528 | 4.3794 | 600 | 91174.06 | 151.9568 | 583.5 | 2862.47 | 748.3035 | 4194.2735 | 86979.7865 | 39869.73 | 47110.0565 | Splitao | 2 | LI01 | 9.9 | ENT01 | 1 | ENV02 | 3.7 | WMSGS02 | 0.7 | BULD01 | 1 | ZVDF02 | 0
23954.0528 | 4.3794 | 600 | 93100.57 | 155.1676 | 583.5 | 2862.47 | 795.5124 | 4241.4824 | 88859.0876 | 39869.73 | 48989.3576 | Splitao | 2 | LI01 | 9.9 | ENT01 | 1 | ENV02 | 3.7 | WMSGS02 | 0.7 | BULD02 | 2 | ZVDF01 | 1
23954.0528 | 4.3794 | 600 | 90448.6 | 150.7477 | 583.5 | 2862.47 | 800.5652 | 4246.5352 | 86202.0648 | 39869.73 | 46332.3348 | Splitao | 2 | LI01 | 9.9 | ENT01 | 1 | ENV02 | 3.7 | WMSGS02 | 0.7 | BULD02 | 2 | ZVDF02 | 0
23954.0528 | 4.3794 | 600 | 93864.63 | 156.4411 | 583.5 | 2862.47 | 815.3136 | 4261.2836 | 89603.3464 | 39869.73 | 49733.6164 | Splitao | 2 | LI01 | 9.9 | ENT01 | 1 | ENV02 | 3.7 | WMSGS02 | 0.7 | BULD03 | 3 | ZVDF01 | 1
23954.0528 | 4.3794 | 600 | 91533.47 | 152.5558 | 583.5 | 2862.47 | 818.6355 | 4264.6055 | 87268.8645 | 39869.73 | 47399.1345 | Splitao | 2 | LI01 | 9.9 | ENT01 | 1 | ENV02 | 3.7 | WMSGS02 | 0.7 | BULD03 | 3 | ZVDF02 | 0
23954.0528 | 4.3794 | 600 | 97723.75 | 162.8729 | 583.5 | 2862.47 | 813.3365 | 4259.3065 | 93464.4435 | 39869.73 | 53594.7135 | Splitao | 2 | LI01 | 9.9 | ENT01 | 1 | ENV01 | 2.5 | WMSGS01 | 0.3 | BULD02 | 2 | ZVDF01 | 1
23954.0528 | 4.3794 | 600 | 93847.63 | 156.4127 | 583.5 | 2862.47 | 759.6132 | 4205.5832 | 89642.0468 | 39869.73 | 49772.3168 | Splitao | 2 | LI01 | 9.9 | ENT01 | 1 | ENV02 | 3.7 | WMSGS02 | 0.7 | BULD04 | 4 | ZVDF01 | 1
23954.0528 | 4.3794 | 600 | 91155.59 | 151.926 | 583.5 | 2862.47 | 764.3278 | 4210.2978 | 86945.2922 | 39869.73 | 47075.5622 | Splitao | 2 | LI01 | 9.9 | ENT01 | 1 | ENV02 | 3.7 | WMSGS02 | 0.7 | BULD04 | 4 | ZVDF02 | 0
23954.0528 | 4.3794 | 600 | 90514.53 | 150.8576 | 583.5 | 2862.47 | 729.7246 | 4175.6946 | 86338.8354 | 39869.73 | 46469.1054 | Splitao | 2 | LI01 | 9.9 | ENT02 | 2 | ENV01 | 2.5 | WMSGS01 | 0.3 | BULD01 | 1 | ZVDF01 | 1
23954.0528 | 4.3794 | 600 | 89093.17 | 148.4886 | 583.5 | 2862.47 | 737.1332 | 4183.1032 | 84910.0668 | 39869.73 | 45040.3368 | Splitao | 2 | LI01 | 9.9 | ENT02 | 2 | ENV01 | 2.5 | WMSGS01 | 0.3 | BULD01 | 1 | ZVDF02 | 0
23954.0528 | 4.3794 | 600 | 90740.28 | 151.2338 | 583.5 | 2862.47 | 762.1522 | 4208.1222 | 86532.1578 | 39869.73 | 46662.4278 | Splitao | 2 | LI01 | 9.9 | ENT02 | 2 | ENV01 | 2.5 | WMSGS01 | 0.3 | BULD02 | 2 | ZVDF01 | 1
23954.0528 | 4.3794 | 600 | 89265.63 | 148.776 | 583.5 | 2862.47 | 773.2916 | 4219.2616 | 85046.3684 | 39869.73 | 45176.6384 | Splitao | 2 | LI01 | 9.9 | ENT02 | 2 | ENV01 | 2.5 | WMSGS01 | 0.3 | BULD02 | 2 | ZVDF02 | 0
23954.0528 | 4.3794 | 600 | 91250.39 | 152.084 | 583.5 | 2862.47 | 787.5997 | 4233.5697 | 87016.8203 | 39869.73 | 47147.0903 | Splitao | 2 | LI01 | 9.9 | ENT02 | 2 | ENV01 | 2.5 | WMSGS01 | 0.3 | BULD03 | 3 | ZVDF01 | 1
23954.0528 | 4.3794 | 600 | 90119.95 | 150.1999 | 583.5 | 2862.47 | 794.4931 | 4240.4631 | 85879.4869 | 39869.73 | 46009.7569 | Splitao | 2 | LI01 | 9.9 | ENT02 | 2 | ENV01 | 2.5 | WMSGS01 | 0.3 | BULD03 | 3 | ZVDF02 | 0
23954.0528 | 4.3794 | 600 | 91401.98 | 152.3366 | 583.5 | 2862.47 | 784.4652 | 4230.4352 | 87171.5448 | 39869.73 | 47301.8148 | Splitao | 2 | LI01 | 9.9 | ENT02 | 2 | ENV01 | 2.5 | WMSGS01 | 0.3 | BULD04 | 4 | ZVDF01 | 1
23954.0528 | 4.3794 | 600 | 89903.96 | 149.8399 | 583.5 | 2862.47 | 794.8113 | 4240.7813 | 85663.1787 | 39869.73 | 45793.4487 | Splitao | 2 | LI01 | 9.9 | ENT02 | 2 | ENV01 | 2.5 | WMSGS01 | 0.3 | BULD04 | 4 | ZVDF02 | 0
23954.0528 | 4.3794 | 600 | 94203.97 | 157.0066 | 583.5 | 2862.47 | 816.1872 | 4262.1572 | 89941.8128 | 39869.73 | 50072.0828 | Splitao | 2 | LI01 | 9.9 | ENT01 | 1 | ENV01 | 2.5 | WMSGS01 | 0.3 | BULD02 | 2 | ZVDF02 | 0
23954.0528 | 4.3794 | 600 | 91356.91 | 152.2615 | 583.5 | 2862.47 | 767.754 | 4213.724 | 87143.186 | 39869.73 | 47273.456 | Splitao | 2 | LI01 | 9.9 | ENT02 | 2 | ENV01 | 2.5 | WMSGS02 | 0.7 | BULD01 | 1 | ZVDF01 | 1
23954.0528 | 4.3794 | 600 | 90117.02 | 150.195 | 583.5 | 2862.47 | 774.3563 | 4220.3263 | 85896.6937 | 39869.73 | 46026.9637 | Splitao | 2 | LI01 | 9.9 | ENT02 | 2 | ENV01 | 2.5 | WMSGS02 | 0.7 | BULD01 | 1 | ZVDF02 | 0
23954.0528 | 4.3794 | 600 | 91775.42 | 152.959 | 583.5 | 2862.47 | 815.1218 | 4261.0918 | 87514.3282 | 39869.73 | 47644.5982 | Splitao | 2 | LI01 | 9.9 | ENT02 | 2 | ENV01 | 2.5 | WMSGS02 | 0.7 | BULD02 | 2 | ZVDF01 | 1
23954.0528 | 4.3794 | 600 | 90467.11 | 150.7785 | 583.5 | 2862.47 | 826.8406 | 4272.8106 | 86194.2994 | 39869.73 | 46324.5694 | Splitao | 2 | LI01 | 9.9 | ENT02 | 2 | ENV01 | 2.5 | WMSGS02 | 0.7 | BULD02 | 2 | ZVDF02 | 0
23954.0528 | 4.3794 | 600 | 92545.96 | 154.2433 | 583.5 | 2862.47 | 848.7143 | 4294.6843 | 88251.2757 | 39869.73 | 48381.5457 | Splitao | 2 | LI01 | 9.9 | ENT02 | 2 | ENV01 | 2.5 | WMSGS02 | 0.7 | BULD03 | 3 | ZVDF01 | 1
23954.0528 | 4.3794 | 600 | 91662.78 | 152.7713 | 583.5 | 2862.47 | 854.6951 | 4300.6651 | 87362.1149 | 39869.73 | 47492.3849 | Splitao | 2 | LI01 | 9.9 | ENT02 | 2 | ENV01 | 2.5 | WMSGS02 | 0.7 | BULD03 | 3 | ZVDF02 | 0
23954.0528 | 4.3794 | 600 | 92654.07 | 154.4235 | 583.5 | 2862.47 | 844.7487 | 4290.7187 | 88363.3513 | 39869.73 | 48493.6213 | Splitao | 2 | LI01 | 9.9 | ENT02 | 2 | ENV01 | 2.5 | WMSGS02 | 0.7 | BULD04 | 4 | ZVDF01 | 1
23954.0528 | 4.3794 | 600 | 91338.01 | 152.23 | 583.5 | 2862.47 | 855.324 | 4301.294 | 87036.716 | 39869.73 | 47166.986 | Splitao | 2 | LI01 | 9.9 | ENT02 | 2 | ENV01 | 2.5 | WMSGS02 | 0.7 | BULD04 | 4 | ZVDF02 | 0
23954.0528 | 4.3794 | 600 | 90459.45 | 150.7657 | 583.5 | 2862.47 | 738.6243 | 4184.5943 | 86274.8557 | 39869.73 | 46405.1257 | Splitao | 2 | LI01 | 9.9 | ENT02 | 2 | ENV02 | 3.7 | WMSGS01 | 0.3 | BULD01 | 1 | ZVDF01 | 1
23954.0528 | 4.3794 | 600 | 89166.24 | 148.6104 | 583.5 | 2862.47 | 745.4597 | 4191.4297 | 84974.8103 | 39869.73 | 45105.0803 | Splitao | 2 | LI01 | 9.9 | ENT02 | 2 | ENV02 | 3.7 | WMSGS01 | 0.3 | BULD01 | 1 | ZVDF02 | 0
23954.0528 | 4.3794 | 600 | 98673.6 | 164.456 | 583.5 | 2862.47 | 843.0715 | 4289.0415 | 94384.5585 | 39869.73 | 54514.8285 | Splitao | 2 | LI01 | 9.9 | ENT01 | 1 | ENV01 | 2.5 | WMSGS01 | 0.3 | BULD03 | 3 | ZVDF01 | 1
23954.0528 | 4.3794 | 600 | 90565.49 | 150.9425 | 583.5 | 2862.47 | 759.7395 | 4205.7095 | 86359.7805 | 39869.73 | 46490.0505 | Splitao | 2 | LI01 | 9.9 | ENT02 | 2 | ENV02 | 3.7 | WMSGS01 | 0.3 | BULD02 | 2 | ZVDF01 | 1
23954.0528 | 4.3794 | 600 | 89211.93 | 148.6866 | 583.5 | 2862.47 | 770.4401 | 4216.4101 | 84995.5199 | 39869.73 | 45125.7899 | Splitao | 2 | LI01 | 9.9 | ENT02 | 2 | ENV02 | 3.7 | WMSGS01 | 0.3 | BULD02 | 2 | ZVDF02 | 0
23954.0528 | 4.3794 | 600 | 91068.21 | 151.7803 | 583.5 | 2862.47 | 774.9788 | 4220.9488 | 86847.2612 | 39869.73 | 46977.5312 | Splitao | 2 | LI01 | 9.9 | ENT02 | 2 | ENV02 | 3.7 | WMSGS01 | 0.3 | BULD03 | 3 | ZVDF01 | 1
23954.0528 | 4.3794 | 600 | 90023.28 | 150.0388 | 583.5 | 2862.47 | 781.1427 | 4227.1127 | 85796.1673 | 39869.73 | 45926.4373 | Splitao | 2 | LI01 | 9.9 | ENT02 | 2 | ENV02 | 3.7 | WMSGS01 | 0.3 | BULD03 | 3 | ZVDF02 | 0
23954.0528 | 4.3794 | 600 | 91148.31 | 151.9138 | 583.5 | 2862.47 | 773.4091 | 4219.3791 | 86928.9309 | 39869.73 | 47059.2009 | Splitao | 2 | LI01 | 9.9 | ENT02 | 2 | ENV02 | 3.7 | WMSGS01 | 0.3 | BULD04 | 4 | ZVDF01 | 1
23954.0528 | 4.3794 | 600 | 89749.86 | 149.5831 | 583.5 | 2862.47 | 783.4788 | 4229.4488 | 85520.4112 | 39869.73 | 45650.6812 | Splitao | 2 | LI01 | 9.9 | ENT02 | 2 | ENV02 | 3.7 | WMSGS01 | 0.3 | BULD04 | 4 | ZVDF02 | 0
23954.0528 | 4.3794 | 600 | 91336.09 | 152.2268 | 583.5 | 2862.47 | 776.2268 | 4222.1968 | 87113.8932 | 39869.73 | 47244.1632 | Splitao | 2 | LI01 | 9.9 | ENT02 | 2 | ENV02 | 3.7 | WMSGS02 | 0.7 | BULD01 | 1 | ZVDF01 | 1
23954.0528 | 4.3794 | 600 | 90233.34 | 150.3889 | 583.5 | 2862.47 | 782.2026 | 4228.1726 | 86005.1674 | 39869.73 | 46135.4374 | Splitao | 2 | LI01 | 9.9 | ENT02 | 2 | ENV02 | 3.7 | WMSGS02 | 0.7 | BULD01 | 1 | ZVDF02 | 0
23954.0528 | 4.3794 | 600 | 91623.93 | 152.7065 | 583.5 | 2862.47 | 811.4117 | 4257.3817 | 87366.5483 | 39869.73 | 47496.8183 | Splitao | 2 | LI01 | 9.9 | ENT02 | 2 | ENV02 | 3.7 | WMSGS02 | 0.7 | BULD02 | 2 | ZVDF01 | 1
23954.0528 | 4.3794 | 600 | 90434.04 | 150.7234 | 583.5 | 2862.47 | 822.488 | 4268.458 | 86165.582 | 39869.73 | 46295.852 | Splitao | 2 | LI01 | 9.9 | ENT02 | 2 | ENV02 | 3.7 | WMSGS02 | 0.7 | BULD02 | 2 | ZVDF02 | 0
23954.0528 | 4.3794 | 600 | 95322.7 | 158.8712 | 583.5 | 2862.47 | 844.3879 | 4290.3579 | 91032.3421 | 39869.73 | 51162.6121 | Splitao | 2 | LI01 | 9.9 | ENT01 | 1 | ENV01 | 2.5 | WMSGS01 | 0.3 | BULD03 | 3 | ZVDF02 | 0
23954.0528 | 4.3794 | 600 | 92399.73 | 153.9996 | 583.5 | 2862.47 | 835.3523 | 4281.3223 | 88118.4077 | 39869.73 | 48248.6777 | Splitao | 2 | LI01 | 9.9 | ENT02 | 2 | ENV02 | 3.7 | WMSGS02 | 0.7 | BULD03 | 3 | ZVDF01 | 1
23954.0528 | 4.3794 | 600 | 91594.9 | 152.6582 | 583.5 | 2862.47 | 840.8196 | 4286.7896 | 87308.1104 | 39869.73 | 47438.3804 | Splitao | 2 | LI01 | 9.9 | ENT02 | 2 | ENV02 | 3.7 | WMSGS02 | 0.7 | BULD03 | 3 | ZVDF02 | 0
23954.0528 | 4.3794 | 600 | 92414.42 | 154.024 | 583.5 | 2862.47 | 833.2513 | 4279.2213 | 88135.1987 | 39869.73 | 48265.4687 | Splitao | 2 | LI01 | 9.9 | ENT02 | 2 | ENV02 | 3.7 | WMSGS02 | 0.7 | BULD04 | 4 | ZVDF01 | 1
23954.0528 | 4.3794 | 600 | 91208.52 | 152.0142 | 583.5 | 2862.47 | 843.3912 | 4289.3612 | 86919.1588 | 39869.73 | 47049.4288 | Splitao | 2 | LI01 | 9.9 | ENT02 | 2 | ENV02 | 3.7 | WMSGS02 | 0.7 | BULD04 | 4 | ZVDF02 | 0
23954.0528 | 4.3794 | 600 | 126461.17 | 210.7686 | 1391.07 | 2862.47 | 879.9583 | 5133.4983 | 121327.6717 | 39869.73 | 81457.9417 | Splitao | 2 | LI02 | 23.6016 | ENT01 | 1 | ENV01 | 2.5 | WMSGS01 | 0.3 | BULD01 | 1 | ZVDF01 | 1
23954.0528 | 4.3794 | 600 | 124654.99 | 207.7583 | 1391.07 | 2862.47 | 878.8196 | 5132.3596 | 119522.6304 | 39869.73 | 79652.9004 | Splitao | 2 | LI02 | 23.6016 | ENT01 | 1 | ENV01 | 2.5 | WMSGS01 | 0.3 | BULD01 | 1 | ZVDF02 | 0
23954.0528 | 4.3794 | 600 | 125353.21 | 208.922 | 1391.07 | 2862.47 | 949.2883 | 5202.8283 | 120150.3817 | 39869.73 | 80280.6517 | Splitao | 2 | LI02 | 23.6016 | ENT01 | 1 | ENV01 | 2.5 | WMSGS01 | 0.3 | BULD02 | 2 | ZVDF01 | 1
23954.0528 | 4.3794 | 600 | 123178.43 | 205.2974 | 1391.07 | 2862.47 | 951.7994 | 5205.3394 | 117973.0906 | 39869.73 | 78103.3606 | Splitao | 2 | LI02 | 23.6016 | ENT01 | 1 | ENV01 | 2.5 | WMSGS01 | 0.3 | BULD02 | 2 | ZVDF02 | 0
23954.0528 | 4.3794 | 600 | 126413.78 | 210.6896 | 1391.07 | 2862.47 | 977.5935 | 5231.1335 | 121182.6465 | 39869.73 | 81312.9165 | Splitao | 2 | LI02 | 23.6016 | ENT01 | 1 | ENV01 | 2.5 | WMSGS01 | 0.3 | BULD03 | 3 | ZVDF01 | 1
23954.0528 | 4.3794 | 600 | 124390.54 | 207.3176 | 1391.07 | 2862.47 | 978.4047 | 5231.9447 | 119158.5953 | 39869.73 | 79288.8653 | Splitao | 2 | LI02 | 23.6016 | ENT01 | 1 | ENV01 | 2.5 | WMSGS01 | 0.3 | BULD03 | 3 | ZVDF02 | 0
23954.0528 | 4.3794 | 600 | 98470.02 | 164.1167 | 583.5 | 2862.47 | 736.5215 | 4182.4915 | 94287.5285 | 39869.73 | 54417.7985 | Splitao | 2 | LI01 | 9.9 | ENT01 | 1 | ENV01 | 2.5 | WMSGS01 | 0.3 | BULD04 | 4 | ZVDF01 | 1
23954.0528 | 4.3794 | 600 | 126186.24 | 210.3104 | 1391.07 | 2862.47 | 868.554 | 5122.094 | 121064.146 | 39869.73 | 81194.416 | Splitao | 2 | LI02 | 23.6016 | ENT01 | 1 | ENV01 | 2.5 | WMSGS01 | 0.3 | BULD04 | 4 | ZVDF01 | 1
23954.0528 | 4.3794 | 600 | 124423.01 | 207.3717 | 1391.07 | 2862.47 | 868.0216 | 5121.5616 | 119301.4484 | 39869.73 | 79431.7184 | Splitao | 2 | LI02 | 23.6016 | ENT01 | 1 | ENV01 | 2.5 | WMSGS01 | 0.3 | BULD04 | 4 | ZVDF02 | 0
23954.0528 | 4.3794 | 600 | 126947.36 | 211.5789 | 1391.07 | 2862.47 | 898.9736 | 5152.5136 | 121794.8464 | 39869.73 | 81925.1164 | Splitao | 2 | LI02 | 23.6016 | ENT01 | 1 | ENV01 | 2.5 | WMSGS02 | 0.7 | BULD01 | 1 | ZVDF01 | 1
23954.0528 | 4.3794 | 600 | 125299.87 | 208.8331 | 1391.07 | 2862.47 | 897.232 | 5150.772 | 120149.098 | 39869.73 | 80279.368 | Splitao | 2 | LI02 | 23.6016 | ENT01 | 1 | ENV01 | 2.5 | WMSGS02 | 0.7 | BULD01 | 1 | ZVDF02 | 0
23954.0528 | 4.3794 | 600 | 125450.34 | 209.0839 | 1391.07 | 2862.47 | 977.0231 | 5230.5631 | 120219.7769 | 39869.73 | 80350.0469 | Splitao | 2 | LI02 | 23.6016 | ENT01 | 1 | ENV01 | 2.5 | WMSGS02 | 0.7 | BULD02 | 2 | ZVDF01 | 1
23954.0528 | 4.3794 | 600 | 123422.07 | 205.7034 | 1391.07 | 2862.47 | 979.9025 | 5233.4425 | 118188.6275 | 39869.73 | 78318.8975 | Splitao | 2 | LI02 | 23.6016 | ENT01 | 1 | ENV01 | 2.5 | WMSGS02 | 0.7 | BULD02 | 2 | ZVDF02 | 0
23954.0528 | 4.3794 | 600 | 127089.2 | 211.8153 | 1391.07 | 2862.47 | 1009.6269 | 5263.1669 | 121826.0331 | 39869.73 | 81956.3031 | Splitao | 2 | LI02 | 23.6016 | ENT01 | 1 | ENV01 | 2.5 | WMSGS02 | 0.7 | BULD03 | 3 | ZVDF01 | 1
23954.0528 | 4.3794 | 600 | 125544.01 | 209.24 | 1391.07 | 2862.47 | 1008.7216 | 5262.2616 | 120281.7484 | 39869.73 | 80412.0184 | Splitao | 2 | LI02 | 23.6016 | ENT01 | 1 | ENV01 | 2.5 | WMSGS02 | 0.7 | BULD03 | 3 | ZVDF02 | 0
23954.0528 | 4.3794 | 600 | 126894.76 | 211.4913 | 1391.07 | 2862.47 | 899.6526 | 5153.1926 | 121741.5674 | 39869.73 | 81871.8374 | Splitao | 2 | LI02 | 23.6016 | ENT01 | 1 | ENV01 | 2.5 | WMSGS02 | 0.7 | BULD04 | 4 | ZVDF01 | 1
23954.0528 | 4.3794 | 600 | 125297.93 | 208.8299 | 1391.07 | 2862.47 | 898.5348 | 5152.0748 | 120145.8552 | 39869.73 | 80276.1252 | Splitao | 2 | LI02 | 23.6016 | ENT01 | 1 | ENV01 | 2.5 | WMSGS02 | 0.7 | BULD04 | 4 | ZVDF02 | 0
23954.0528 | 4.3794 | 600 | 95291.45 | 158.8191 | 583.5 | 2862.47 | 736.7382 | 4182.7082 | 91108.7418 | 39869.73 | 51239.0118 | Splitao | 2 | LI01 | 9.9 | ENT01 | 1 | ENV01 | 2.5 | WMSGS01 | 0.3 | BULD04 | 4 | ZVDF02 | 0
23954.0528 | 4.3794 | 600 | 121698.86 | 202.8314 | 1391.07 | 2862.47 | 879.36 | 5132.9 | 116565.96 | 39869.73 | 76696.23 | Splitao | 2 | LI02 | 23.6016 | ENT01 | 1 | ENV02 | 3.7 | WMSGS01 | 0.3 | BULD01 | 1 | ZVDF01 | 1
23954.0528 | 4.3794 | 600 | 120254.76 | 200.4246 | 1391.07 | 2862.47 | 881.558 | 5135.098 | 115119.662 | 39869.73 | 75249.932 | Splitao | 2 | LI02 | 23.6016 | ENT01 | 1 | ENV02 | 3.7 | WMSGS01 | 0.3 | BULD01 | 1 | ZVDF02 | 0
23954.0528 | 4.3794 | 600 | 121019.41 | 201.699 | 1391.07 | 2862.47 | 921.5142 | 5175.0542 | 115844.3558 | 39869.73 | 75974.6258 | Splitao | 2 | LI02 | 23.6016 | ENT01 | 1 | ENV02 | 3.7 | WMSGS01 | 0.3 | BULD02 | 2 | ZVDF01 | 1
23954.0528 | 4.3794 | 600 | 119376.43 | 198.9607 | 1391.07 | 2862.47 | 926.0825 | 5179.6225 | 114196.8075 | 39869.73 | 74327.0775 | Splitao | 2 | LI02 | 23.6016 | ENT01 | 1 | ENV02 | 3.7 | WMSGS01 | 0.3 | BULD02 | 2 | ZVDF02 | 0
23954.0528 | 4.3794 | 600 | 121766.65 | 202.9444 | 1391.07 | 2862.47 | 933.7781 | 5187.3181 | 116579.3319 | 39869.73 | 76709.6019 | Splitao | 2 | LI02 | 23.6016 | ENT01 | 1 | ENV02 | 3.7 | WMSGS01 | 0.3 | BULD03 | 3 | ZVDF01 | 1
23954.0528 | 4.3794 | 600 | 120388.64 | 200.6477 | 1391.07 | 2862.47 | 936.3043 | 5189.8443 | 115198.7957 | 39869.73 | 75329.0657 | Splitao | 2 | LI02 | 23.6016 | ENT01 | 1 | ENV02 | 3.7 | WMSGS01 | 0.3 | BULD03 | 3 | ZVDF02 | 0
23954.0528 | 4.3794 | 600 | 121868.27 | 203.1138 | 1391.07 | 2862.47 | 878.2512 | 5131.7912 | 116736.4788 | 39869.73 | 76866.7488 | Splitao | 2 | LI02 | 23.6016 | ENT01 | 1 | ENV02 | 3.7 | WMSGS01 | 0.3 | BULD04 | 4 | ZVDF01 | 1
23954.0528 | 4.3794 | 600 | 120473.45 | 200.7891 | 1391.07 | 2862.47 | 880.5315 | 5134.0715 | 115339.3785 | 39869.73 | 75469.6485 | Splitao | 2 | LI02 | 23.6016 | ENT01 | 1 | ENV02 | 3.7 | WMSGS01 | 0.3 | BULD04 | 4 | ZVDF02 | 0
23954.0528 | 4.3794 | 600 | 122349.25 | 203.9154 | 1391.07 | 2862.47 | 902.8125 | 5156.3525 | 117192.8975 | 39869.73 | 77323.1675 | Splitao | 2 | LI02 | 23.6016 | ENT01 | 1 | ENV02 | 3.7 | WMSGS02 | 0.7 | BULD01 | 1 | ZVDF01 | 1
23954.0528 | 4.3794 | 600 | 121007.95 | 201.6799 | 1391.07 | 2862.47 | 904.5579 | 5158.0979 | 115849.8521 | 39869.73 | 75980.1221 | Splitao | 2 | LI02 | 23.6016 | ENT01 | 1 | ENV02 | 3.7 | WMSGS02 | 0.7 | BULD01 | 1 | ZVDF02 | 0
23954.0528 | 4.3794 | 600 | 99298.68 | 165.4978 | 583.5 | 2862.47 | 766.1582 | 4212.1282 | 95086.5518 | 39869.73 | 55216.8218 | Splitao | 2 | LI01 | 9.9 | ENT01 | 1 | ENV01 | 2.5 | WMSGS02 | 0.7 | BULD01 | 1 | ZVDF01 | 1
23954.0528 | 4.3794 | 600 | 121591.42 | 202.6524 | 1391.07 | 2862.47 | 954.1968 | 5207.7368 | 116383.6832 | 39869.73 | 76513.9532 | Splitao | 2 | LI02 | 23.6016 | ENT01 | 1 | ENV02 | 3.7 | WMSGS02 | 0.7 | BULD02 | 2 | ZVDF01 | 1
23954.0528 | 4.3794 | 600 | 120039.49 | 200.0658 | 1391.07 | 2862.47 | 959.0691 | 5212.6091 | 114826.8809 | 39869.73 | 74957.1509 | Splitao | 2 | LI02 | 23.6016 | ENT01 | 1 | ENV02 | 3.7 | WMSGS02 | 0.7 | BULD02 | 2 | ZVDF02 | 0
23954.0528 | 4.3794 | 600 | 122706.63 | 204.511 | 1391.07 | 2862.47 | 972.806 | 5226.346 | 117480.284 | 39869.73 | 77610.554 | Splitao | 2 | LI02 | 23.6016 | ENT01 | 1 | ENV02 | 3.7 | WMSGS02 | 0.7 | BULD03 | 3 | ZVDF01 | 1
23954.0528 | 4.3794 | 600 | 121462.73 | 202.4379 | 1391.07 | 2862.47 | 974.9121 | 5228.4521 | 116234.2779 | 39869.73 | 76364.5479 | Splitao | 2 | LI02 | 23.6016 | ENT01 | 1 | ENV02 | 3.7 | WMSGS02 | 0.7 | BULD03 | 3 | ZVDF02 | 0
23954.0528 | 4.3794 | 600 | 122721.75 | 204.5362 | 1391.07 | 2862.47 | 916.2625 | 5169.8025 | 117551.9475 | 39869.73 | 77682.2175 | Splitao | 2 | LI02 | 23.6016 | ENT01 | 1 | ENV02 | 3.7 | WMSGS02 | 0.7 | BULD04 | 4 | ZVDF01 | 1
23954.0528 | 4.3794 | 600 | 121168.45 | 201.9474 | 1391.07 | 2862.47 | 919.9463 | 5173.4863 | 115994.9637 | 39869.73 | 76125.2337 | Splitao | 2 | LI02 | 23.6016 | ENT01 | 1 | ENV02 | 3.7 | WMSGS02 | 0.7 | BULD04 | 4 | ZVDF02 | 0
23954.0528 | 4.3794 | 600 | 120707.94 | 201.1799 | 1391.07 | 2862.47 | 937.7504 | 5191.2904 | 115516.6496 | 39869.73 | 75646.9196 | Splitao | 2 | LI02 | 23.6016 | ENT02 | 2 | ENV01 | 2.5 | WMSGS01 | 0.3 | BULD01 | 1 | ZVDF01 | 1
23954.0528 | 4.3794 | 600 | 120724.84 | 201.2081 | 1391.07 | 2862.47 | 937.6854 | 5191.2254 | 115533.6146 | 39869.73 | 75663.8846 | Splitao | 2 | LI02 | 23.6016 | ENT02 | 2 | ENV01 | 2.5 | WMSGS01 | 0.3 | BULD01 | 1 | ZVDF02 | 0
23954.0528 | 4.3794 | 600 | 120807.81 | 201.3464 | 1391.07 | 2862.47 | 972.1024 | 5225.6424 | 115582.1676 | 39869.73 | 75712.4376 | Splitao | 2 | LI02 | 23.6016 | ENT02 | 2 | ENV01 | 2.5 | WMSGS01 | 0.3 | BULD02 | 2 | ZVDF01 | 1
23954.0528 | 4.3794 | 600 | 120598.32 | 200.9972 | 1391.07 | 2862.47 | 977.5371 | 5231.0771 | 115367.2429 | 39869.73 | 75497.5129 | Splitao | 2 | LI02 | 23.6016 | ENT02 | 2 | ENV01 | 2.5 | WMSGS01 | 0.3 | BULD02 | 2 | ZVDF02 | 0
23954.0528 | 4.3794 | 600 | 96194.36 | 160.3239 | 583.5 | 2862.47 | 765.4718 | 4211.4418 | 91982.9182 | 39869.73 | 52113.1882 | Splitao | 2 | LI01 | 9.9 | ENT01 | 1 | ENV01 | 2.5 | WMSGS02 | 0.7 | BULD01 | 1 | ZVDF02 | 0
31412.4744 | 4.4971 | 600 | 81229.3 | 135.3822 | 583.5 | 2862.47 | 866.0319 | 4312.0019 | 76917.2981 | 39869.73 | 37047.5681 | VRF | 1 | LI01 | 9.9 | ENT01 | 1 | ENV01 | 2.5 | WMSGS01 | 0.3 | BULD01 | 1 | ZVDF01 | 1
31412.4744 | 4.4971 | 600 | 80879.01 | 134.7983 | 583.5 | 2862.47 | 867.7824 | 4313.7524 | 76565.2576 | 39869.73 | 36695.5276 | VRF | 1 | LI01 | 9.9 | ENT01 | 1 | ENV01 | 2.5 | WMSGS01 | 0.3 | BULD01 | 1 | ZVDF02 | 0
31412.4744 | 4.4971 | 600 | 81316 | 135.5267 | 583.5 | 2862.47 | 908.4872 | 4354.4572 | 76961.5428 | 39869.73 | 37091.8128 | VRF | 1 | LI01 | 9.9 | ENT01 | 1 | ENV01 | 2.5 | WMSGS01 | 0.3 | BULD02 | 2 | ZVDF01 | 1
31412.4744 | 4.4971 | 600 | 80956.54 | 134.9276 | 583.5 | 2862.47 | 910.0253 | 4355.9953 | 76600.5447 | 39869.73 | 36730.8147 | VRF | 1 | LI01 | 9.9 | ENT01 | 1 | ENV01 | 2.5 | WMSGS01 | 0.3 | BULD02 | 2 | ZVDF02 | 0
31412.4744 | 4.4971 | 600 | 81349.47 | 135.5824 | 583.5 | 2862.47 | 912.4294 | 4358.3994 | 76991.0706 | 39869.73 | 37121.3406 | VRF | 1 | LI01 | 9.9 | ENT01 | 1 | ENV01 | 2.5 | WMSGS01 | 0.3 | BULD03 | 3 | ZVDF01 | 1
31412.4744 | 4.4971 | 600 | 81019.63 | 135.0327 | 583.5 | 2862.47 | 914.0368 | 4360.0068 | 76659.6232 | 39869.73 | 36789.8932 | VRF | 1 | LI01 | 9.9 | ENT01 | 1 | ENV01 | 2.5 | WMSGS01 | 0.3 | BULD03 | 3 | ZVDF02 | 0
31412.4744 | 4.4971 | 600 | 81250.92 | 135.4182 | 583.5 | 2862.47 | 853.8513 | 4299.8213 | 76951.0987 | 39869.73 | 37081.3687 | VRF | 1 | LI01 | 9.9 | ENT01 | 1 | ENV01 | 2.5 | WMSGS01 | 0.3 | BULD04 | 4 | ZVDF01 | 1
31412.4744 | 4.4971 | 600 | 80947.5 | 134.9125 | 583.5 | 2862.47 | 855.6184 | 4301.5884 | 76645.9116 | 39869.73 | 36776.1816 | VRF | 1 | LI01 | 9.9 | ENT01 | 1 | ENV01 | 2.5 | WMSGS01 | 0.3 | BULD04 | 4 | ZVDF02 | 0
31412.4744 | 4.4971 | 600 | 81610.94 | 136.0182 | 583.5 | 2862.47 | 881.1067 | 4327.0767 | 77283.8633 | 39869.73 | 37414.1333 | VRF | 1 | LI01 | 9.9 | ENT01 | 1 | ENV01 | 2.5 | WMSGS02 | 0.7 | BULD01 | 1 | ZVDF01 | 1
31412.4744 | 4.4971 | 600 | 81214.01 | 135.3567 | 583.5 | 2862.47 | 882.658 | 4328.628 | 76885.382 | 39869.73 | 37015.652 | VRF | 1 | LI01 | 9.9 | ENT01 | 1 | ENV01 | 2.5 | WMSGS02 | 0.7 | BULD01 | 1 | ZVDF02 | 0
31412.4744 | 4.4971 | 600 | 81830.55 | 136.3843 | 583.5 | 2862.47 | 928.3978 | 4374.3678 | 77456.1822 | 39869.73 | 37586.4522 | VRF | 1 | LI01 | 9.9 | ENT01 | 1 | ENV01 | 2.5 | WMSGS02 | 0.7 | BULD02 | 2 | ZVDF01 | 1
31412.4744 | 4.4971 | 600 | 81386.74 | 135.6446 | 583.5 | 2862.47 | 929.8616 | 4375.8316 | 77010.9084 | 39869.73 | 37141.1784 | VRF | 1 | LI01 | 9.9 | ENT01 | 1 | ENV01 | 2.5 | WMSGS02 | 0.7 | BULD02 | 2 | ZVDF02 | 0
31412.4744 | 4.4971 | 600 | 81939.67 | 136.5661 | 583.5 | 2862.47 | 937.2996 | 4383.2696 | 77556.4004 | 39869.73 | 37686.6704 | VRF | 1 | LI01 | 9.9 | ENT01 | 1 | ENV01 | 2.5 | WMSGS02 | 0.7 | BULD03 | 3 | ZVDF01 | 1
31412.4744 | 4.4971 | 600 | 81530.52 | 135.8842 | 583.5 | 2862.47 | 938.7867 | 4384.7567 | 77145.7633 | 39869.73 | 37276.0333 | VRF | 1 | LI01 | 9.9 | ENT01 | 1 | ENV01 | 2.5 | WMSGS02 | 0.7 | BULD03 | 3 | ZVDF02 | 0
31412.4744 | 4.4971 | 600 | 81786.05 | 136.3101 | 583.5 | 2862.47 | 874.8973 | 4320.8673 | 77465.1827 | 39869.73 | 37595.4527 | VRF | 1 | LI01 | 9.9 | ENT01 | 1 | ENV01 | 2.5 | WMSGS02 | 0.7 | BULD04 | 4 | ZVDF01 | 1
31412.4744 | 4.4971 | 600 | 81402.36 | 135.6706 | 583.5 | 2862.47 | 876.3725 | 4322.3425 | 77080.0175 | 39869.73 | 37210.2875 | VRF | 1 | LI01 | 9.9 | ENT01 | 1 | ENV01 | 2.5 | WMSGS02 | 0.7 | BULD04 | 4 | ZVDF02 | 0
31412.4744 | 4.4971 | 600 | 79482.8 | 132.4713 | 583.5 | 2862.47 | 848.6795 | 4294.6495 | 75188.1505 | 39869.73 | 35318.4205 | VRF | 1 | LI01 | 9.9 | ENT01 | 1 | ENV02 | 3.7 | WMSGS01 | 0.3 | BULD01 | 1 | ZVDF01 | 1
31412.4744 | 4.4971 | 600 | 79230 | 132.05 | 583.5 | 2862.47 | 850.5898 | 4296.5598 | 74933.4402 | 39869.73 | 35063.7102 | VRF | 1 | LI01 | 9.9 | ENT01 | 1 | ENV02 | 3.7 | WMSGS01 | 0.3 | BULD01 | 1 | ZVDF02 | 0
31412.4744 | 4.4971 | 600 | 79581.08 | 132.6351 | 583.5 | 2862.47 | 868.7457 | 4314.7157 | 75266.3643 | 39869.73 | 35396.6343 | VRF | 1 | LI01 | 9.9 | ENT01 | 1 | ENV02 | 3.7 | WMSGS01 | 0.3 | BULD02 | 2 | ZVDF01 | 1
31412.4744 | 4.4971 | 600 | 79337.5 | 132.2292 | 583.5 | 2862.47 | 870.46 | 4316.43 | 75021.07 | 39869.73 | 35151.34 | VRF | 1 | LI01 | 9.9 | ENT01 | 1 | ENV02 | 3.7 | WMSGS01 | 0.3 | BULD02 | 2 | ZVDF02 | 0
31412.4744 | 4.4971 | 600 | 79695.42 | 132.8257 | 583.5 | 2862.47 | 871.181 | 4317.151 | 75378.269 | 39869.73 | 35508.539 | VRF | 1 | LI01 | 9.9 | ENT01 | 1 | ENV02 | 3.7 | WMSGS01 | 0.3 | BULD03 | 3 | ZVDF01 | 1
31412.4744 | 4.4971 | 600 | 79489.46 | 132.4824 | 583.5 | 2862.47 | 872.7643 | 4318.7343 | 75170.7257 | 39869.73 | 35300.9957 | VRF | 1 | LI01 | 9.9 | ENT01 | 1 | ENV02 | 3.7 | WMSGS01 | 0.3 | BULD03 | 3 | ZVDF02 | 0
31412.4744 | 4.4971 | 600 | 79628.36 | 132.7139 | 583.5 | 2862.47 | 846.103 | 4292.073 | 75336.287 | 39869.73 | 35466.557 | VRF | 1 | LI01 | 9.9 | ENT01 | 1 | ENV02 | 3.7 | WMSGS01 | 0.3 | BULD04 | 4 | ZVDF01 | 1
31412.4744 | 4.4971 | 600 | 79414.39 | 132.3573 | 583.5 | 2862.47 | 847.9255 | 4293.8955 | 75120.4945 | 39869.73 | 35250.7645 | VRF | 1 | LI01 | 9.9 | ENT01 | 1 | ENV02 | 3.7 | WMSGS01 | 0.3 | BULD04 | 4 | ZVDF02 | 0
31412.4744 | 4.4971 | 600 | 79897.42 | 133.1624 | 583.5 | 2862.47 | 865.9181 | 4311.8881 | 75585.5319 | 39869.73 | 35715.8019 | VRF | 1 | LI01 | 9.9 | ENT01 | 1 | ENV02 | 3.7 | WMSGS02 | 0.7 | BULD01 | 1 | ZVDF01 | 1
31412.4744 | 4.4971 | 600 | 79711.87 | 132.8531 | 583.5 | 2862.47 | 867.247 | 4313.217 | 75398.653 | 39869.73 | 35528.923 | VRF | 1 | LI01 | 9.9 | ENT01 | 1 | ENV02 | 3.7 | WMSGS02 | 0.7 | BULD01 | 1 | ZVDF02 | 0
31412.4744 | 4.4971 | 600 | 80118.51 | 133.5308 | 583.5 | 2862.47 | 891.2143 | 4337.1843 | 75781.3257 | 39869.73 | 35911.5957 | VRF | 1 | LI01 | 9.9 | ENT01 | 1 | ENV02 | 3.7 | WMSGS02 | 0.7 | BULD02 | 2 | ZVDF01 | 1
31412.4744 | 4.4971 | 600 | 79914.09 | 133.1901 | 583.5 | 2862.47 | 892.1951 | 4338.1651 | 75575.9249 | 39869.73 | 35706.1949 | VRF | 1 | LI01 | 9.9 | ENT01 | 1 | ENV02 | 3.7 | WMSGS02 | 0.7 | BULD02 | 2 | ZVDF02 | 0
31412.4744 | 4.4971 | 600 | 80346.99 | 133.9117 | 583.5 | 2862.47 | 897.9519 | 4343.9219 | 76003.0681 | 39869.73 | 36133.3381 | VRF | 1 | LI01 | 9.9 | ENT01 | 1 | ENV02 | 3.7 | WMSGS02 | 0.7 | BULD03 | 3 | ZVDF01 | 1
31412.4744 | 4.4971 | 600 | 80204.51 | 133.6742 | 583.5 | 2862.47 | 898.939 | 4344.909 | 75859.601 | 39869.73 | 35989.871 | VRF | 1 | LI01 | 9.9 | ENT01 | 1 | ENV02 | 3.7 | WMSGS02 | 0.7 | BULD03 | 3 | ZVDF02 | 0
31412.4744 | 4.4971 | 600 | 80214.82 | 133.6914 | 583.5 | 2862.47 | 870.1966 | 4316.1666 | 75898.6534 | 39869.73 | 36028.9234 | VRF | 1 | LI01 | 9.9 | ENT01 | 1 | ENV02 | 3.7 | WMSGS02 | 0.7 | BULD04 | 4 | ZVDF01 | 1
31412.4744 | 4.4971 | 600 | 80079.66 | 133.4661 | 583.5 | 2862.47 | 871.3579 | 4317.3279 | 75762.3321 | 39869.73 | 35892.6021 | VRF | 1 | LI01 | 9.9 | ENT01 | 1 | ENV02 | 3.7 | WMSGS02 | 0.7 | BULD04 | 4 | ZVDF02 | 0
31412.4744 | 4.4971 | 600 | 79848.33 | 133.0806 | 583.5 | 2862.47 | 860.3145 | 4306.2845 | 75542.0455 | 39869.73 | 35672.3155 | VRF | 1 | LI01 | 9.9 | ENT02 | 2 | ENV01 | 2.5 | WMSGS01 | 0.3 | BULD01 | 1 | ZVDF01 | 1
31412.4744 | 4.4971 | 600 | 79352.79 | 132.2546 | 583.5 | 2862.47 | 861.1103 | 4307.0803 | 75045.7097 | 39869.73 | 35175.9797 | VRF | 1 | LI01 | 9.9 | ENT02 | 2 | ENV01 | 2.5 | WMSGS01 | 0.3 | BULD01 | 1 | ZVDF02 | 0
31412.4744 | 4.4971 | 600 | 80155.05 | 133.5918 | 583.5 | 2862.47 | 876.3412 | 4322.3112 | 75832.7388 | 39869.73 | 35963.0088 | VRF | 1 | LI01 | 9.9 | ENT02 | 2 | ENV01 | 2.5 | WMSGS01 | 0.3 | BULD02 | 2 | ZVDF01 | 1
31412.4744 | 4.4971 | 600 | 79742.56 | 132.9043 | 583.5 | 2862.47 | 877.0808 | 4323.0508 | 75419.5092 | 39869.73 | 35549.7792 | VRF | 1 | LI01 | 9.9 | ENT02 | 2 | ENV01 | 2.5 | WMSGS01 | 0.3 | BULD02 | 2 | ZVDF02 | 0
31412.4744 | 4.4971 | 600 | 80450.45 | 134.0841 | 583.5 | 2862.47 | 891.0999 | 4337.0699 | 76113.3801 | 39869.73 | 36243.6501 | VRF | 1 | LI01 | 9.9 | ENT02 | 2 | ENV01 | 2.5 | WMSGS01 | 0.3 | BULD03 | 3 | ZVDF01 | 1
31412.4744 | 4.4971 | 600 | 80050.18 | 133.417 | 583.5 | 2862.47 | 891.1336 | 4337.1036 | 75713.0764 | 39869.73 | 35843.3464 | VRF | 1 | LI01 | 9.9 | ENT02 | 2 | ENV01 | 2.5 | WMSGS01 | 0.3 | BULD03 | 3 | ZVDF02 | 0
31412.4744 | 4.4971 | 600 | 80291.18 | 133.8186 | 583.5 | 2862.47 | 881.6022 | 4327.5722 | 75963.6078 | 39869.73 | 36093.8778 | VRF | 1 | LI01 | 9.9 | ENT02 | 2 | ENV01 | 2.5 | WMSGS01 | 0.3 | BULD04 | 4 | ZVDF01 | 1
31412.4744 | 4.4971 | 600 | 79876.45 | 133.1274 | 583.5 | 2862.47 | 882.122 | 4328.092 | 75548.358 | 39869.73 | 35678.628 | VRF | 1 | LI01 | 9.9 | ENT02 | 2 | ENV01 | 2.5 | WMSGS01 | 0.3 | BULD04 | 4 | ZVDF02 | 0
31412.4744 | 4.4971 | 600 | 80473.53 | 134.1226 | 583.5 | 2862.47 | 882.8848 | 4328.8548 | 76144.6752 | 39869.73 | 36274.9452 | VRF | 1 | LI01 | 9.9 | ENT02 | 2 | ENV01 | 2.5 | WMSGS02 | 0.7 | BULD01 | 1 | ZVDF01 | 1
31412.4744 | 4.4971 | 600 | 80122.79 | 133.538 | 583.5 | 2862.47 | 883.6628 | 4329.6328 | 75793.1572 | 39869.73 | 35923.4272 | VRF | 1 | LI01 | 9.9 | ENT02 | 2 | ENV01 | 2.5 | WMSGS02 | 0.7 | BULD01 | 1 | ZVDF02 | 0
31412.4744 | 4.4971 | 600 | 80932.1 | 134.8868 | 583.5 | 2862.47 | 905.0393 | 4351.0093 | 76581.0907 | 39869.73 | 36711.3607 | VRF | 1 | LI01 | 9.9 | ENT02 | 2 | ENV01 | 2.5 | WMSGS02 | 0.7 | BULD02 | 2 | ZVDF01 | 1
31412.4744 | 4.4971 | 600 | 80660.61 | 134.4343 | 583.5 | 2862.47 | 904.6847 | 4350.6547 | 76309.9553 | 39869.73 | 36440.2253 | VRF | 1 | LI01 | 9.9 | ENT02 | 2 | ENV01 | 2.5 | WMSGS02 | 0.7 | BULD02 | 2 | ZVDF02 | 0
31412.4744 | 4.4971 | 600 | 81377.2 | 135.6287 | 583.5 | 2862.47 | 923.2724 | 4369.2424 | 77007.9576 | 39869.73 | 37138.2276 | VRF | 1 | LI01 | 9.9 | ENT02 | 2 | ENV01 | 2.5 | WMSGS02 | 0.7 | BULD03 | 3 | ZVDF01 | 1
31412.4744 | 4.4971 | 600 | 81116.81 | 135.1947 | 583.5 | 2862.47 | 922.9171 | 4368.8871 | 76747.9229 | 39869.73 | 36878.1929 | VRF | 1 | LI01 | 9.9 | ENT02 | 2 | ENV01 | 2.5 | WMSGS02 | 0.7 | BULD03 | 3 | ZVDF02 | 0
31412.4744 | 4.4971 | 600 | 81089.66 | 135.1494 | 583.5 | 2862.47 | 912.5839 | 4358.5539 | 76731.1061 | 39869.73 | 36861.3761 | VRF | 1 | LI01 | 9.9 | ENT02 | 2 | ENV01 | 2.5 | WMSGS02 | 0.7 | BULD04 | 4 | ZVDF01 | 1
31412.4744 | 4.4971 | 600 | 80864.13 | 134.7735 | 583.5 | 2862.47 | 912.4627 | 4358.4327 | 76505.6973 | 39869.73 | 36635.9673 | VRF | 1 | LI01 | 9.9 | ENT02 | 2 | ENV01 | 2.5 | WMSGS02 | 0.7 | BULD04 | 4 | ZVDF02 | 0
31412.4744 | 4.4971 | 600 | 79866.37 | 133.1106 | 583.5 | 2862.47 | 858.5246 | 4304.4946 | 75561.8754 | 39869.73 | 35692.1454 | VRF | 1 | LI01 | 9.9 | ENT02 | 2 | ENV02 | 3.7 | WMSGS01 | 0.3 | BULD01 | 1 | ZVDF01 | 1
31412.4744 | 4.4971 | 600 | 79372.57 | 132.2876 | 583.5 | 2862.47 | 859.675 | 4305.645 | 75066.925 | 39869.73 | 35197.195 | VRF | 1 | LI01 | 9.9 | ENT02 | 2 | ENV02 | 3.7 | WMSGS01 | 0.3 | BULD01 | 1 | ZVDF02 | 0
31412.4744 | 4.4971 | 600 | 80114.12 | 133.5235 | 583.5 | 2862.47 | 868.3018 | 4314.2718 | 75799.8482 | 39869.73 | 35930.1182 | VRF | 1 | LI01 | 9.9 | ENT02 | 2 | ENV02 | 3.7 | WMSGS01 | 0.3 | BULD02 | 2 | ZVDF01 | 1
31412.4744 | 4.4971 | 600 | 79677.94 | 132.7966 | 583.5 | 2862.47 | 869.312 | 4315.282 | 75362.658 | 39869.73 | 35492.928 | VRF | 1 | LI01 | 9.9 | ENT02 | 2 | ENV02 | 3.7 | WMSGS01 | 0.3 | BULD02 | 2 | ZVDF02 | 0
31412.4744 | 4.4971 | 600 | 80353 | 133.9217 | 583.5 | 2862.47 | 876.9562 | 4322.9262 | 76030.0738 | 39869.73 | 36160.3438 | VRF | 1 | LI01 | 9.9 | ENT02 | 2 | ENV02 | 3.7 | WMSGS01 | 0.3 | BULD03 | 3 | ZVDF01 | 1
31412.4744 | 4.4971 | 600 | 79918.28 | 133.1971 | 583.5 | 2862.47 | 877.2207 | 4323.1907 | 75595.0893 | 39869.73 | 35725.3593 | VRF | 1 | LI01 | 9.9 | ENT02 | 2 | ENV02 | 3.7 | WMSGS01 | 0.3 | BULD03 | 3 | ZVDF02 | 0
31412.4744 | 4.4971 | 600 | 80229.76 | 133.7163 | 583.5 | 2862.47 | 872.1519 | 4318.1219 | 75911.6381 | 39869.73 | 36041.9081 | VRF | 1 | LI01 | 9.9 | ENT02 | 2 | ENV02 | 3.7 | WMSGS01 | 0.3 | BULD04 | 4 | ZVDF01 | 1
31412.4744 | 4.4971 | 600 | 79784 | 132.9733 | 583.5 | 2862.47 | 872.4667 | 4318.4367 | 75465.5633 | 39869.73 | 35595.8333 | VRF | 1 | LI01 | 9.9 | ENT02 | 2 | ENV02 | 3.7 | WMSGS01 | 0.3 | BULD04 | 4 | ZVDF02 | 0
31412.4744 | 4.4971 | 600 | 80527.69 | 134.2128 | 583.5 | 2862.47 | 881.0215 | 4326.9915 | 76200.6985 | 39869.73 | 36330.9685 | VRF | 1 | LI01 | 9.9 | ENT02 | 2 | ENV02 | 3.7 | WMSGS02 | 0.7 | BULD01 | 1 | ZVDF01 | 1
31412.4744 | 4.4971 | 600 | 80156.88 | 133.5948 | 583.5 | 2862.47 | 881.5117 | 4327.4817 | 75829.3983 | 39869.73 | 35959.6683 | VRF | 1 | LI01 | 9.9 | ENT02 | 2 | ENV02 | 3.7 | WMSGS02 | 0.7 | BULD01 | 1 | ZVDF02 | 0
31412.4744 | 4.4971 | 600 | 80924.97 | 134.875 | 583.5 | 2862.47 | 896.3059 | 4342.2759 | 76582.6941 | 39869.73 | 36712.9641 | VRF | 1 | LI01 | 9.9 | ENT02 | 2 | ENV02 | 3.7 | WMSGS02 | 0.7 | BULD02 | 2 | ZVDF01 | 1
31412.4744 | 4.4971 | 600 | 80642.88 | 134.4048 | 583.5 | 2862.47 | 896.0824 | 4342.0524 | 76300.8276 | 39869.73 | 36431.0976 | VRF | 1 | LI01 | 9.9 | ENT02 | 2 | ENV02 | 3.7 | WMSGS02 | 0.7 | BULD02 | 2 | ZVDF02 | 0
31412.4744 | 4.4971 | 600 | 81321.79 | 135.5363 | 583.5 | 2862.47 | 909.1648 | 4355.1348 | 76966.6552 | 39869.73 | 37096.9252 | VRF | 1 | LI01 | 9.9 | ENT02 | 2 | ENV02 | 3.7 | WMSGS02 | 0.7 | BULD03 | 3 | ZVDF01 | 1
31412.4744 | 4.4971 | 600 | 81027.7 | 135.0462 | 583.5 | 2862.47 | 908.7311 | 4354.7011 | 76672.9989 | 39869.73 | 36803.2689 | VRF | 1 | LI01 | 9.9 | ENT02 | 2 | ENV02 | 3.7 | WMSGS02 | 0.7 | BULD03 | 3 | ZVDF02 | 0
31412.4744 | 4.4971 | 600 | 81075.11 | 135.1252 | 583.5 | 2862.47 | 902.096 | 4348.066 | 76727.044 | 39869.73 | 36857.314 | VRF | 1 | LI01 | 9.9 | ENT02 | 2 | ENV02 | 3.7 | WMSGS02 | 0.7 | BULD04 | 4 | ZVDF01 | 1
31412.4744 | 4.4971 | 600 | 80829.1 | 134.7152 | 583.5 | 2862.47 | 902.2198 | 4348.1898 | 76480.9102 | 39869.73 | 36611.1802 | VRF | 1 | LI01 | 9.9 | ENT02 | 2 | ENV02 | 3.7 | WMSGS02 | 0.7 | BULD04 | 4 | ZVDF02 | 0
31412.4744 | 4.4971 | 600 | 109717.85 | 182.8631 | 1391.07 | 2862.47 | 966.1885 | 5219.7285 | 104498.1215 | 39869.73 | 64628.3915 | VRF | 1 | LI02 | 23.6016 | ENT01 | 1 | ENV01 | 2.5 | WMSGS01 | 0.3 | BULD01 | 1 | ZVDF01 | 1
31412.4744 | 4.4971 | 600 | 109119.33 | 181.8655 | 1391.07 | 2862.47 | 967.1287 | 5220.6687 | 103898.6613 | 39869.73 | 64028.9313 | VRF | 1 | LI02 | 23.6016 | ENT01 | 1 | ENV01 | 2.5 | WMSGS01 | 0.3 | BULD01 | 1 | ZVDF02 | 0
31412.4744 | 4.4971 | 600 | 109821.56 | 183.0359 | 1391.07 | 2862.47 | 1010.0949 | 5263.6349 | 104557.9251 | 39869.73 | 64688.1951 | VRF | 1 | LI02 | 23.6016 | ENT01 | 1 | ENV01 | 2.5 | WMSGS01 | 0.3 | BULD02 | 2 | ZVDF01 | 1
31412.4744 | 4.4971 | 600 | 109199.59 | 181.9993 | 1391.07 | 2862.47 | 1010.6972 | 5264.2372 | 103935.3528 | 39869.73 | 64065.6228 | VRF | 1 | LI02 | 23.6016 | ENT01 | 1 | ENV01 | 2.5 | WMSGS01 | 0.3 | BULD02 | 2 | ZVDF02 | 0
31412.4744 | 4.4971 | 600 | 109842.6 | 183.071 | 1391.07 | 2862.47 | 1017.7243 | 5271.2643 | 104571.3357 | 39869.73 | 64701.6057 | VRF | 1 | LI02 | 23.6016 | ENT01 | 1 | ENV01 | 2.5 | WMSGS01 | 0.3 | BULD03 | 3 | ZVDF01 | 1
31412.4744 | 4.4971 | 600 | 109227.87 | 182.0464 | 1391.07 | 2862.47 | 1018.3397 | 5271.8797 | 103955.9903 | 39869.73 | 64086.2603 | VRF | 1 | LI02 | 23.6016 | ENT01 | 1 | ENV01 | 2.5 | WMSGS01 | 0.3 | BULD03 | 3 | ZVDF02 | 0
31412.4744 | 4.4971 | 600 | 109721.69 | 182.8695 | 1391.07 | 2862.47 | 952.1626 | 5205.7026 | 104515.9874 | 39869.73 | 64646.2574 | VRF | 1 | LI02 | 23.6016 | ENT01 | 1 | ENV01 | 2.5 | WMSGS01 | 0.3 | BULD04 | 4 | ZVDF01 | 1
31412.4744 | 4.4971 | 600 | 109135.09 | 181.8918 | 1391.07 | 2862.47 | 953.1467 | 5206.6867 | 103928.4033 | 39869.73 | 64058.6733 | VRF | 1 | LI02 | 23.6016 | ENT01 | 1 | ENV01 | 2.5 | WMSGS01 | 0.3 | BULD04 | 4 | ZVDF02 | 0
31412.4744 | 4.4971 | 600 | 110123.24 | 183.5387 | 1391.07 | 2862.47 | 981.6022 | 5235.1422 | 104888.0978 | 39869.73 | 65018.3678 | VRF | 1 | LI02 | 23.6016 | ENT01 | 1 | ENV01 | 2.5 | WMSGS02 | 0.7 | BULD01 | 1 | ZVDF01 | 1
31412.4744 | 4.4971 | 600 | 109424.31 | 182.3739 | 1391.07 | 2862.47 | 982.3602 | 5235.9002 | 104188.4098 | 39869.73 | 64318.6798 | VRF | 1 | LI02 | 23.6016 | ENT01 | 1 | ENV01 | 2.5 | WMSGS02 | 0.7 | BULD01 | 1 | ZVDF02 | 0
31412.4744 | 4.4971 | 600 | 110380.13 | 183.9669 | 1391.07 | 2862.47 | 1031.857 | 5285.397 | 105094.733 | 39869.73 | 65225.003 | VRF | 1 | LI02 | 23.6016 | ENT01 | 1 | ENV01 | 2.5 | WMSGS02 | 0.7 | BULD02 | 2 | ZVDF01 | 1
31412.4744 | 4.4971 | 600 | 109624.55 | 182.7076 | 1391.07 | 2862.47 | 1032.5107 | 5286.0507 | 104338.4993 | 39869.73 | 64468.7693 | VRF | 1 | LI02 | 23.6016 | ENT01 | 1 | ENV01 | 2.5 | WMSGS02 | 0.7 | BULD02 | 2 | ZVDF02 | 0
31412.4744 | 4.4971 | 600 | 110470.71 | 184.1179 | 1391.07 | 2862.47 | 1043.5713 | 5297.1113 | 105173.5987 | 39869.73 | 65303.8687 | VRF | 1 | LI02 | 23.6016 | ENT01 | 1 | ENV01 | 2.5 | WMSGS02 | 0.7 | BULD03 | 3 | ZVDF01 | 1
31412.4744 | 4.4971 | 600 | 109709.08 | 182.8485 | 1391.07 | 2862.47 | 1044.1645 | 5297.7045 | 104411.3755 | 39869.73 | 64541.6455 | VRF | 1 | LI02 | 23.6016 | ENT01 | 1 | ENV01 | 2.5 | WMSGS02 | 0.7 | BULD03 | 3 | ZVDF02 | 0
31412.4744 | 4.4971 | 600 | 110302.97 | 183.8383 | 1391.07 | 2862.47 | 973.6435 | 5227.1835 | 105075.7865 | 39869.73 | 65206.0565 | VRF | 1 | LI02 | 23.6016 | ENT01 | 1 | ENV01 | 2.5 | WMSGS02 | 0.7 | BULD04 | 4 | ZVDF01 | 1
31412.4744 | 4.4971 | 600 | 109562.28 | 182.6038 | 1391.07 | 2862.47 | 974.4803 | 5228.0203 | 104334.2597 | 39869.73 | 64464.5297 | VRF | 1 | LI02 | 23.6016 | ENT01 | 1 | ENV01 | 2.5 | WMSGS02 | 0.7 | BULD04 | 4 | ZVDF02 | 0
31412.4744 | 4.4971 | 600 | 108091.26 | 180.1521 | 1391.07 | 2862.47 | 949.8373 | 5203.3773 | 102887.8827 | 39869.73 | 63018.1527 | VRF | 1 | LI02 | 23.6016 | ENT01 | 1 | ENV02 | 3.7 | WMSGS01 | 0.3 | BULD01 | 1 | ZVDF01 | 1
31412.4744 | 4.4971 | 600 | 107990.31 | 179.9838 | 1391.07 | 2862.47 | 950.9614 | 5204.5014 | 102785.8086 | 39869.73 | 62916.0786 | VRF | 1 | LI02 | 23.6016 | ENT01 | 1 | ENV02 | 3.7 | WMSGS01 | 0.3 | BULD01 | 1 | ZVDF02 | 0
31412.4744 | 4.4971 | 600 | 108188.99 | 180.315 | 1391.07 | 2862.47 | 970.2065 | 5223.7465 | 102965.2435 | 39869.73 | 63095.5135 | VRF | 1 | LI02 | 23.6016 | ENT01 | 1 | ENV02 | 3.7 | WMSGS01 | 0.3 | BULD02 | 2 | ZVDF01 | 1
31412.4744 | 4.4971 | 600 | 108050.95 | 180.0849 | 1391.07 | 2862.47 | 970.7346 | 5224.2746 | 102826.6754 | 39869.73 | 62956.9454 | VRF | 1 | LI02 | 23.6016 | ENT01 | 1 | ENV02 | 3.7 | WMSGS01 | 0.3 | BULD02 | 2 | ZVDF02 | 0
31412.4744 | 4.4971 | 600 | 108261.66 | 180.4361 | 1391.07 | 2862.47 | 972.7374 | 5226.2774 | 103035.3826 | 39869.73 | 63165.6526 | VRF | 1 | LI02 | 23.6016 | ENT01 | 1 | ENV02 | 3.7 | WMSGS01 | 0.3 | BULD03 | 3 | ZVDF01 | 1
31412.4744 | 4.4971 | 600 | 108157.6 | 180.2627 | 1391.07 | 2862.47 | 973.2351 | 5226.7751 | 102930.8249 | 39869.73 | 63061.0949 | VRF | 1 | LI02 | 23.6016 | ENT01 | 1 | ENV02 | 3.7 | WMSGS01 | 0.3 | BULD03 | 3 | ZVDF02 | 0
31412.4744 | 4.4971 | 600 | 108199.18 | 180.332 | 1391.07 | 2862.47 | 945.5321 | 5199.0721 | 103000.1079 | 39869.73 | 63130.3779 | VRF | 1 | LI02 | 23.6016 | ENT01 | 1 | ENV02 | 3.7 | WMSGS01 | 0.3 | BULD04 | 4 | ZVDF01 | 1
31412.4744 | 4.4971 | 600 | 108122.42 | 180.204 | 1391.07 | 2862.47 | 946.7209 | 5200.2609 | 102922.1591 | 39869.73 | 63052.4291 | VRF | 1 | LI02 | 23.6016 | ENT01 | 1 | ENV02 | 3.7 | WMSGS01 | 0.3 | BULD04 | 4 | ZVDF02 | 0
31412.4744 | 4.4971 | 600 | 108445.95 | 180.7432 | 1391.07 | 2862.47 | 966.6507 | 5220.1907 | 103225.7593 | 39869.73 | 63356.0293 | VRF | 1 | LI02 | 23.6016 | ENT01 | 1 | ENV02 | 3.7 | WMSGS02 | 0.7 | BULD01 | 1 | ZVDF01 | 1
31412.4744 | 4.4971 | 600 | 108317.15 | 180.5286 | 1391.07 | 2862.47 | 967.744 | 5221.284 | 103095.866 | 39869.73 | 63226.136 | VRF | 1 | LI02 | 23.6016 | ENT01 | 1 | ENV02 | 3.7 | WMSGS02 | 0.7 | BULD01 | 1 | ZVDF02 | 0
31412.4744 | 4.4971 | 600 | 108672.7 | 181.1212 | 1391.07 | 2862.47 | 993.4637 | 5247.0037 | 103425.6963 | 39869.73 | 63555.9663 | VRF | 1 | LI02 | 23.6016 | ENT01 | 1 | ENV02 | 3.7 | WMSGS02 | 0.7 | BULD02 | 2 | ZVDF01 | 1
31412.4744 | 4.4971 | 600 | 108474.7 | 180.7912 | 1391.07 | 2862.47 | 994.5005 | 5248.0405 | 103226.6595 | 39869.73 | 63356.9295 | VRF | 1 | LI02 | 23.6016 | ENT01 | 1 | ENV02 | 3.7 | WMSGS02 | 0.7 | BULD02 | 2 | ZVDF02 | 0
31412.4744 | 4.4971 | 600 | 108831.26 | 181.3854 | 1391.07 | 2862.47 | 1000.1281 | 5253.6681 | 103577.5919 | 39869.73 | 63707.8619 | VRF | 1 | LI02 | 23.6016 | ENT01 | 1 | ENV02 | 3.7 | WMSGS02 | 0.7 | BULD03 | 3 | ZVDF01 | 1
31412.4744 | 4.4971 | 600 | 108660.31 | 181.1005 | 1391.07 | 2862.47 | 1001.0432 | 5254.5832 | 103405.7268 | 39869.73 | 63535.9968 | VRF | 1 | LI02 | 23.6016 | ENT01 | 1 | ENV02 | 3.7 | WMSGS02 | 0.7 | BULD03 | 3 | ZVDF02 | 0
31412.4744 | 4.4971 | 600 | 108709.55 | 181.1826 | 1391.07 | 2862.47 | 969.2424 | 5222.7824 | 103486.7676 | 39869.73 | 63617.0376 | VRF | 1 | LI02 | 23.6016 | ENT01 | 1 | ENV02 | 3.7 | WMSGS02 | 0.7 | BULD04 | 4 | ZVDF01 | 1
31412.4744 | 4.4971 | 600 | 108572.06 | 180.9534 | 1391.07 | 2862.47 | 970.6514 | 5224.1914 | 103347.8686 | 39869.73 | 63478.1386 | VRF | 1 | LI02 | 23.6016 | ENT01 | 1 | ENV02 | 3.7 | WMSGS02 | 0.7 | BULD04 | 4 | ZVDF02 | 0
31412.4744 | 4.4971 | 600 | 108970.06 | 181.6168 | 1391.07 | 2862.47 | 963.9877 | 5217.5277 | 103752.5323 | 39869.73 | 63882.8023 | VRF | 1 | LI02 | 23.6016 | ENT02 | 2 | ENV01 | 2.5 | WMSGS01 | 0.3 | BULD01 | 1 | ZVDF01 | 1
31412.4744 | 4.4971 | 600 | 108867.35 | 181.4456 | 1391.07 | 2862.47 | 963.6201 | 5217.1601 | 103650.1899 | 39869.73 | 63780.4599 | VRF | 1 | LI02 | 23.6016 | ENT02 | 2 | ENV01 | 2.5 | WMSGS01 | 0.3 | BULD01 | 1 | ZVDF02 | 0
31412.4744 | 4.4971 | 600 | 109188.39 | 181.9806 | 1391.07 | 2862.47 | 978.2935 | 5231.8335 | 103956.5565 | 39869.73 | 64086.8265 | VRF | 1 | LI02 | 23.6016 | ENT02 | 2 | ENV01 | 2.5 | WMSGS01 | 0.3 | BULD02 | 2 | ZVDF01 | 1
31412.4744 | 4.4971 | 600 | 109066.07 | 181.7768 | 1391.07 | 2862.47 | 977.8702 | 5231.4102 | 103834.6598 | 39869.73 | 63964.9298 | VRF | 1 | LI02 | 23.6016 | ENT02 | 2 | ENV01 | 2.5 | WMSGS01 | 0.3 | BULD02 | 2 | ZVDF02 | 0
31412.4744 | 4.4971 | 600 | 109381.3 | 182.3022 | 1391.07 | 2862.47 | 990.2623 | 5243.8023 | 104137.4977 | 39869.73 | 64267.7677 | VRF | 1 | LI02 | 23.6016 | ENT02 | 2 | ENV01 | 2.5 | WMSGS01 | 0.3 | BULD03 | 3 | ZVDF01 | 1
31412.4744 | 4.4971 | 600 | 109265.13 | 182.1086 | 1391.07 | 2862.47 | 989.5686 | 5243.1086 | 104022.0214 | 39869.73 | 64152.2914 | VRF | 1 | LI02 | 23.6016 | ENT02 | 2 | ENV01 | 2.5 | WMSGS01 | 0.3 | BULD03 | 3 | ZVDF02 | 0
31412.4744 | 4.4971 | 600 | 109268.17 | 182.1136 | 1391.07 | 2862.47 | 985.7519 | 5239.2919 | 104028.8781 | 39869.73 | 64159.1481 | VRF | 1 | LI02 | 23.6016 | ENT02 | 2 | ENV01 | 2.5 | WMSGS01 | 0.3 | BULD04 | 4 | ZVDF01 | 1
31412.4744 | 4.4971 | 600 | 109170.83 | 181.9514 | 1391.07 | 2862.47 | 985.3399 | 5238.8799 | 103931.9501 | 39869.73 | 64062.2201 | VRF | 1 | LI02 | 23.6016 | ENT02 | 2 | ENV01 | 2.5 | WMSGS01 | 0.3 | BULD04 | 4 | ZVDF02 | 0
31412.4744 | 4.4971 | 600 | 109411.88 | 182.3531 | 1391.07 | 2862.47 | 984.3239 | 5237.8639 | 104174.0161 | 39869.73 | 64304.2861 | VRF | 1 | LI02 | 23.6016 | ENT02 | 2 | ENV01 | 2.5 | WMSGS02 | 0.7 | BULD01 | 1 | ZVDF01 | 1
31412.4744 | 4.4971 | 600 | 109274.96 | 182.1249 | 1391.07 | 2862.47 | 983.959 | 5237.499 | 104037.461 | 39869.73 | 64167.731 | VRF | 1 | LI02 | 23.6016 | ENT02 | 2 | ENV01 | 2.5 | WMSGS02 | 0.7 | BULD01 | 1 | ZVDF02 | 0
31412.4744 | 4.4971 | 600 | 109775.97 | 182.9599 | 1391.07 | 2862.47 | 1005.8868 | 5259.4268 | 104516.5432 | 39869.73 | 64646.8132 | VRF | 1 | LI02 | 23.6016 | ENT02 | 2 | ENV01 | 2.5 | WMSGS02 | 0.7 | BULD02 | 2 | ZVDF01 | 1
31412.4744 | 4.4971 | 600 | 109548.76 | 182.5813 | 1391.07 | 2862.47 | 1005.3114 | 5258.8514 | 104289.9086 | 39869.73 | 64420.1786 | VRF | 1 | LI02 | 23.6016 | ENT02 | 2 | ENV01 | 2.5 | WMSGS02 | 0.7 | BULD02 | 2 | ZVDF02 | 0
31412.4744 | 4.4971 | 600 | 110048.14 | 183.4136 | 1391.07 | 2862.47 | 1023.1369 | 5276.6769 | 104771.4631 | 39869.73 | 64901.7331 | VRF | 1 | LI02 | 23.6016 | ENT02 | 2 | ENV01 | 2.5 | WMSGS02 | 0.7 | BULD03 | 3 | ZVDF01 | 1
31412.4744 | 4.4971 | 600 | 109804.33 | 183.0072 | 1391.07 | 2862.47 | 1022.5641 | 5276.1041 | 104528.2259 | 39869.73 | 64658.4959 | VRF | 1 | LI02 | 23.6016 | ENT02 | 2 | ENV01 | 2.5 | WMSGS02 | 0.7 | BULD03 | 3 | ZVDF02 | 0
31412.4744 | 4.4971 | 600 | 109889.22 | 183.1487 | 1391.07 | 2862.47 | 1016.6724 | 5270.2124 | 104619.0076 | 39869.73 | 64749.2776 | VRF | 1 | LI02 | 23.6016 | ENT02 | 2 | ENV01 | 2.5 | WMSGS02 | 0.7 | BULD04 | 4 | ZVDF01 | 1
31412.4744 | 4.4971 | 600 | 109680.86 | 182.8014 | 1391.07 | 2862.47 | 1016.2687 | 5269.8087 | 104411.0513 | 39869.73 | 64541.3213 | VRF | 1 | LI02 | 23.6016 | ENT02 | 2 | ENV01 | 2.5 | WMSGS02 | 0.7 | BULD04 | 4 | ZVDF02 | 0
31412.4744 | 4.4971 | 600 | 109020.99 | 181.7017 | 1391.07 | 2862.47 | 961.2332 | 5214.7732 | 103806.2168 | 39869.73 | 63936.4868 | VRF | 1 | LI02 | 23.6016 | ENT02 | 2 | ENV02 | 3.7 | WMSGS01 | 0.3 | BULD01 | 1 | ZVDF01 | 1
31412.4744 | 4.4971 | 600 | 108918.44 | 181.5307 | 1391.07 | 2862.47 | 960.8302 | 5214.3702 | 103704.0698 | 39869.73 | 63834.3398 | VRF | 1 | LI02 | 23.6016 | ENT02 | 2 | ENV02 | 3.7 | WMSGS01 | 0.3 | BULD01 | 1 | ZVDF02 | 0
31412.4744 | 4.4971 | 600 | 109191.36 | 181.9856 | 1391.07 | 2862.47 | 969.7417 | 5223.2817 | 103968.0783 | 39869.73 | 64098.3483 | VRF | 1 | LI02 | 23.6016 | ENT02 | 2 | ENV02 | 3.7 | WMSGS01 | 0.3 | BULD02 | 2 | ZVDF01 | 1
31412.4744 | 4.4971 | 600 | 109057.38 | 181.7623 | 1391.07 | 2862.47 | 969.3212 | 5222.8612 | 103834.5188 | 39869.73 | 63964.7888 | VRF | 1 | LI02 | 23.6016 | ENT02 | 2 | ENV02 | 3.7 | WMSGS01 | 0.3 | BULD02 | 2 | ZVDF02 | 0
31412.4744 | 4.4971 | 600 | 109338.2 | 182.2303 | 1391.07 | 2862.47 | 976.7295 | 5230.2695 | 104107.9305 | 39869.73 | 64238.2005 | VRF | 1 | LI02 | 23.6016 | ENT02 | 2 | ENV02 | 3.7 | WMSGS01 | 0.3 | BULD03 | 3 | ZVDF01 | 1
31412.4744 | 4.4971 | 600 | 109213.49 | 182.0225 | 1391.07 | 2862.47 | 976.2212 | 5229.7612 | 103983.7288 | 39869.73 | 64113.9988 | VRF | 1 | LI02 | 23.6016 | ENT02 | 2 | ENV02 | 3.7 | WMSGS01 | 0.3 | BULD03 | 3 | ZVDF02 | 0
31412.4744 | 4.4971 | 600 | 109260.29 | 182.1005 | 1391.07 | 2862.47 | 974.4819 | 5228.0219 | 104032.2681 | 39869.73 | 64162.5381 | VRF | 1 | LI02 | 23.6016 | ENT02 | 2 | ENV02 | 3.7 | WMSGS01 | 0.3 | BULD04 | 4 | ZVDF01 | 1
31412.4744 | 4.4971 | 600 | 109161.74 | 181.9362 | 1391.07 | 2862.47 | 973.9383 | 5227.4783 | 103934.2617 | 39869.73 | 64064.5317 | VRF | 1 | LI02 | 23.6016 | ENT02 | 2 | ENV02 | 3.7 | WMSGS01 | 0.3 | BULD04 | 4 | ZVDF02 | 0
31412.4744 | 4.4971 | 600 | 109473.72 | 182.4562 | 1391.07 | 2862.47 | 981.3311 | 5234.8711 | 104238.8489 | 39869.73 | 64369.1189 | VRF | 1 | LI02 | 23.6016 | ENT02 | 2 | ENV02 | 3.7 | WMSGS02 | 0.7 | BULD01 | 1 | ZVDF01 | 1
31412.4744 | 4.4971 | 600 | 109331.88 | 182.2198 | 1391.07 | 2862.47 | 980.8135 | 5234.3535 | 104097.5265 | 39869.73 | 64227.7965 | VRF | 1 | LI02 | 23.6016 | ENT02 | 2 | ENV02 | 3.7 | WMSGS02 | 0.7 | BULD01 | 1 | ZVDF02 | 0
31412.4744 | 4.4971 | 600 | 109795.2 | 182.992 | 1391.07 | 2862.47 | 996.4496 | 5249.9896 | 104545.2104 | 39869.73 | 64675.4804 | VRF | 1 | LI02 | 23.6016 | ENT02 | 2 | ENV02 | 3.7 | WMSGS02 | 0.7 | BULD02 | 2 | ZVDF01 | 1
31412.4744 | 4.4971 | 600 | 109561.14 | 182.6019 | 1391.07 | 2862.47 | 995.8437 | 5249.3837 | 104311.7563 | 39869.73 | 64442.0263 | VRF | 1 | LI02 | 23.6016 | ENT02 | 2 | ENV02 | 3.7 | WMSGS02 | 0.7 | BULD02 | 2 | ZVDF02 | 0
31412.4744 | 4.4971 | 600 | 110025.91 | 183.3765 | 1391.07 | 2862.47 | 1008.9751 | 5262.5151 | 104763.3949 | 39869.73 | 64893.6649 | VRF | 1 | LI02 | 23.6016 | ENT02 | 2 | ENV02 | 3.7 | WMSGS02 | 0.7 | BULD03 | 3 | ZVDF01 | 1
31412.4744 | 4.4971 | 600 | 109776.15 | 182.9603 | 1391.07 | 2862.47 | 1008.3498 | 5261.8898 | 104514.2602 | 39869.73 | 64644.5302 | VRF | 1 | LI02 | 23.6016 | ENT02 | 2 | ENV02 | 3.7 | WMSGS02 | 0.7 | BULD03 | 3 | ZVDF02 | 0
31412.4744 | 4.4971 | 600 | 109893.38 | 183.1556 | 1391.07 | 2862.47 | 1004.1319 | 5257.6719 | 104635.7081 | 39869.73 | 64765.9781 | VRF | 1 | LI02 | 23.6016 | ENT02 | 2 | ENV02 | 3.7 | WMSGS02 | 0.7 | BULD04 | 4 | ZVDF01 | 1
31412.4744 | 4.4971 | 600 | 109683.68 | 182.8061 | 1391.07 | 2862.47 | 1003.8716 | 5257.4116 | 104426.2684 | 39869.73 | 64556.5384 | VRF | 1 | LI02 | 23.6016 | ENT02 | 2 | ENV02 | 3.7 | WMSGS02 | 0.7 | BULD04 | 4 | ZVDF02 | 0
31412.4744 | 4.4971 | 600 | 102176.67 | 170.2944 | 583.5 | 2862.47 | 906.2612 | 4352.2312 | 97824.4388 | 39869.73 | 57954.7088 | Splitao | 2 | LI01 | 9.9 | ENT01 | 1 | ENV01 | 2.5 | WMSGS01 | 0.3 | BULD01 | 1 | ZVDF01 | 1
31412.4744 | 4.4971 | 600 | 128635.74 | 214.3929 | 1391.07 | 2862.47 | 1104.7753 | 5358.3153 | 123277.4247 | 39869.73 | 83407.6947 | Splitao | 2 | LI02 | 23.6016 | ENT02 | 2 | ENV01 | 2.5 | WMSGS01 | 0.3 | BULD03 | 3 | ZVDF01 | 1
31412.4744 | 4.4971 | 600 | 126860.72 | 211.4345 | 1391.07 | 2862.47 | 1101.5 | 5355.04 | 121505.68 | 39869.73 | 81635.95 | Splitao | 2 | LI02 | 23.6016 | ENT02 | 2 | ENV01 | 2.5 | WMSGS01 | 0.3 | BULD03 | 3 | ZVDF02 | 0
31412.4744 | 4.4971 | 600 | 128338.52 | 213.8975 | 1391.07 | 2862.47 | 1093.4647 | 5347.0047 | 122991.5153 | 39869.73 | 83121.7853 | Splitao | 2 | LI02 | 23.6016 | ENT02 | 2 | ENV01 | 2.5 | WMSGS01 | 0.3 | BULD04 | 4 | ZVDF01 | 1
31412.4744 | 4.4971 | 600 | 126386.01 | 210.6433 | 1391.07 | 2862.47 | 1093.4461 | 5346.9861 | 121039.0239 | 39869.73 | 81169.2939 | Splitao | 2 | LI02 | 23.6016 | ENT02 | 2 | ENV01 | 2.5 | WMSGS01 | 0.3 | BULD04 | 4 | ZVDF02 | 0
31412.4744 | 4.4971 | 600 | 128771.91 | 214.6199 | 1391.07 | 2862.47 | 1093.1414 | 5346.6814 | 123425.2286 | 39869.73 | 83555.4986 | Splitao | 2 | LI02 | 23.6016 | ENT02 | 2 | ENV01 | 2.5 | WMSGS02 | 0.7 | BULD01 | 1 | ZVDF01 | 1
31412.4744 | 4.4971 | 600 | 126971.38 | 211.619 | 1391.07 | 2862.47 | 1089.8327 | 5343.3727 | 121628.0073 | 39869.73 | 81758.2773 | Splitao | 2 | LI02 | 23.6016 | ENT02 | 2 | ENV01 | 2.5 | WMSGS02 | 0.7 | BULD01 | 1 | ZVDF02 | 0
31412.4744 | 4.4971 | 600 | 128795.82 | 214.6597 | 1391.07 | 2862.47 | 1146.305 | 5399.845 | 123395.975 | 39869.73 | 83526.245 | Splitao | 2 | LI02 | 23.6016 | ENT02 | 2 | ENV01 | 2.5 | WMSGS02 | 0.7 | BULD02 | 2 | ZVDF01 | 1
31412.4744 | 4.4971 | 600 | 126799.09 | 211.3318 | 1391.07 | 2862.47 | 1150.4346 | 5403.9746 | 121395.1154 | 39869.73 | 81525.3854 | Splitao | 2 | LI02 | 23.6016 | ENT02 | 2 | ENV01 | 2.5 | WMSGS02 | 0.7 | BULD02 | 2 | ZVDF02 | 0
31412.4744 | 4.4971 | 600 | 130600.53 | 217.6676 | 1391.07 | 2862.47 | 1167.4252 | 5420.9652 | 125179.5648 | 39869.73 | 85309.8348 | Splitao | 2 | LI02 | 23.6016 | ENT02 | 2 | ENV01 | 2.5 | WMSGS02 | 0.7 | BULD03 | 3 | ZVDF01 | 1
31412.4744 | 4.4971 | 600 | 128731.51 | 214.5525 | 1391.07 | 2862.47 | 1164.0628 | 5417.6028 | 123313.9072 | 39869.73 | 83444.1772 | Splitao | 2 | LI02 | 23.6016 | ENT02 | 2 | ENV01 | 2.5 | WMSGS02 | 0.7 | BULD03 | 3 | ZVDF02 | 0
31412.4744 | 4.4971 | 600 | 101385.67 | 168.9761 | 583.5 | 2862.47 | 1008.6162 | 4454.5862 | 96931.0838 | 39869.73 | 57061.3538 | Splitao | 2 | LI01 | 9.9 | ENT01 | 1 | ENV01 | 2.5 | WMSGS02 | 0.7 | BULD02 | 2 | ZVDF01 | 1
31412.4744 | 4.4971 | 600 | 129941.74 | 216.5696 | 1391.07 | 2862.47 | 1154.0681 | 5407.6081 | 124534.1319 | 39869.73 | 84664.4019 | Splitao | 2 | LI02 | 23.6016 | ENT02 | 2 | ENV01 | 2.5 | WMSGS02 | 0.7 | BULD04 | 4 | ZVDF01 | 1
31412.4744 | 4.4971 | 600 | 127738.76 | 212.8979 | 1391.07 | 2862.47 | 1157.1446 | 5410.6846 | 122328.0754 | 39869.73 | 82458.3454 | Splitao | 2 | LI02 | 23.6016 | ENT02 | 2 | ENV01 | 2.5 | WMSGS02 | 0.7 | BULD04 | 4 | ZVDF02 | 0
31412.4744 | 4.4971 | 600 | 127599.32 | 212.6655 | 1391.07 | 2862.47 | 1051.0639 | 5304.6039 | 122294.7161 | 39869.73 | 82424.9861 | Splitao | 2 | LI02 | 23.6016 | ENT02 | 2 | ENV02 | 3.7 | WMSGS01 | 0.3 | BULD01 | 1 | ZVDF01 | 1
31412.4744 | 4.4971 | 600 | 125853.34 | 209.7556 | 1391.07 | 2862.47 | 1047.5493 | 5301.0893 | 120552.2507 | 39869.73 | 80682.5207 | Splitao | 2 | LI02 | 23.6016 | ENT02 | 2 | ENV02 | 3.7 | WMSGS01 | 0.3 | BULD01 | 1 | ZVDF02 | 0
31412.4744 | 4.4971 | 600 | 127359.04 | 212.2651 | 1391.07 | 2862.47 | 1077.4785 | 5331.0185 | 122028.0215 | 39869.73 | 82158.2915 | Splitao | 2 | LI02 | 23.6016 | ENT02 | 2 | ENV02 | 3.7 | WMSGS01 | 0.3 | BULD02 | 2 | ZVDF01 | 1
31412.4744 | 4.4971 | 600 | 125428.59 | 209.0477 | 1391.07 | 2862.47 | 1079.2024 | 5332.7424 | 120095.8476 | 39869.73 | 80226.1176 | Splitao | 2 | LI02 | 23.6016 | ENT02 | 2 | ENV02 | 3.7 | WMSGS01 | 0.3 | BULD02 | 2 | ZVDF02 | 0
31412.4744 | 4.4971 | 600 | 128572.38 | 214.2873 | 1391.07 | 2862.47 | 1083.2983 | 5336.8383 | 123235.5417 | 39869.73 | 83365.8117 | Splitao | 2 | LI02 | 23.6016 | ENT02 | 2 | ENV02 | 3.7 | WMSGS01 | 0.3 | BULD03 | 3 | ZVDF01 | 1
31412.4744 | 4.4971 | 600 | 126789.17 | 211.3153 | 1391.07 | 2862.47 | 1079.1321 | 5332.6721 | 121456.4979 | 39869.73 | 81586.7679 | Splitao | 2 | LI02 | 23.6016 | ENT02 | 2 | ENV02 | 3.7 | WMSGS01 | 0.3 | BULD03 | 3 | ZVDF02 | 0
31412.4744 | 4.4971 | 600 | 128423.87 | 214.0398 | 1391.07 | 2862.47 | 1075.5191 | 5329.0591 | 123094.8109 | 39869.73 | 83225.0809 | Splitao | 2 | LI02 | 23.6016 | ENT02 | 2 | ENV02 | 3.7 | WMSGS01 | 0.3 | BULD04 | 4 | ZVDF01 | 1
31412.4744 | 4.4971 | 600 | 126287.61 | 210.4794 | 1391.07 | 2862.47 | 1077.1106 | 5330.6506 | 120956.9594 | 39869.73 | 81087.2294 | Splitao | 2 | LI02 | 23.6016 | ENT02 | 2 | ENV02 | 3.7 | WMSGS01 | 0.3 | BULD04 | 4 | ZVDF02 | 0
31412.4744 | 4.4971 | 600 | 98667.89 | 164.4465 | 583.5 | 2862.47 | 1011.1999 | 4457.1699 | 94210.7201 | 39869.73 | 54340.9901 | Splitao | 2 | LI01 | 9.9 | ENT01 | 1 | ENV01 | 2.5 | WMSGS02 | 0.7 | BULD02 | 2 | ZVDF02 | 0
31412.4744 | 4.4971 | 600 | 128917.84 | 214.8631 | 1391.07 | 2862.47 | 1092.0819 | 5345.6219 | 123572.2181 | 39869.73 | 83702.4881 | Splitao | 2 | LI02 | 23.6016 | ENT02 | 2 | ENV02 | 3.7 | WMSGS02 | 0.7 | BULD01 | 1 | ZVDF01 | 1
31412.4744 | 4.4971 | 600 | 127099.06 | 211.8318 | 1391.07 | 2862.47 | 1088.3182 | 5341.8582 | 121757.2018 | 39869.73 | 81887.4718 | Splitao | 2 | LI02 | 23.6016 | ENT02 | 2 | ENV02 | 3.7 | WMSGS02 | 0.7 | BULD01 | 1 | ZVDF02 | 0
31412.4744 | 4.4971 | 600 | 128759.34 | 214.5989 | 1391.07 | 2862.47 | 1134.4315 | 5387.9715 | 123371.3685 | 39869.73 | 83501.6385 | Splitao | 2 | LI02 | 23.6016 | ENT02 | 2 | ENV02 | 3.7 | WMSGS02 | 0.7 | BULD02 | 2 | ZVDF01 | 1
31412.4744 | 4.4971 | 600 | 126784.36 | 211.3073 | 1391.07 | 2862.47 | 1138.5546 | 5392.0946 | 121392.2654 | 39869.73 | 81522.5354 | Splitao | 2 | LI02 | 23.6016 | ENT02 | 2 | ENV02 | 3.7 | WMSGS02 | 0.7 | BULD02 | 2 | ZVDF02 | 0
31412.4744 | 4.4971 | 600 | 130599.1 | 217.6652 | 1391.07 | 2862.47 | 1145.3068 | 5398.8468 | 125200.2532 | 39869.73 | 85330.5232 | Splitao | 2 | LI02 | 23.6016 | ENT02 | 2 | ENV02 | 3.7 | WMSGS02 | 0.7 | BULD03 | 3 | ZVDF01 | 1
31412.4744 | 4.4971 | 600 | 128718.26 | 214.5304 | 1391.07 | 2862.47 | 1141.5598 | 5395.0998 | 123323.1602 | 39869.73 | 83453.4302 | Splitao | 2 | LI02 | 23.6016 | ENT02 | 2 | ENV02 | 3.7 | WMSGS02 | 0.7 | BULD03 | 3 | ZVDF02 | 0
31412.4744 | 4.4971 | 600 | 129853.15 | 216.4219 | 1391.07 | 2862.47 | 1138.0057 | 5391.5457 | 124461.6043 | 39869.73 | 84591.8743 | Splitao | 2 | LI02 | 23.6016 | ENT02 | 2 | ENV02 | 3.7 | WMSGS02 | 0.7 | BULD04 | 4 | ZVDF01 | 1
31412.4744 | 4.4971 | 600 | 127645.49 | 212.7425 | 1391.07 | 2862.47 | 1141.4322 | 5394.9722 | 122250.5178 | 39869.73 | 82380.7878 | Splitao | 2 | LI02 | 23.6016 | ENT02 | 2 | ENV02 | 3.7 | WMSGS02 | 0.7 | BULD04 | 4 | ZVDF02 | 0
31412.4744 | 4.4971 | 600 | 104022.77 | 173.3713 | 583.5 | 2862.47 | 1011.4307 | 4457.4007 | 99565.3693 | 39869.73 | 59695.6393 | Splitao | 2 | LI01 | 9.9 | ENT01 | 1 | ENV01 | 2.5 | WMSGS02 | 0.7 | BULD03 | 3 | ZVDF01 | 1
31412.4744 | 4.4971 | 600 | 101429.01 | 169.0483 | 583.5 | 2862.47 | 1011.5794 | 4457.5494 | 96971.4606 | 39869.73 | 57101.7306 | Splitao | 2 | LI01 | 9.9 | ENT01 | 1 | ENV01 | 2.5 | WMSGS02 | 0.7 | BULD03 | 3 | ZVDF02 | 0
31412.4744 | 4.4971 | 600 | 103064.98 | 171.775 | 583.5 | 2862.47 | 918.6369 | 4364.6069 | 98700.3731 | 39869.73 | 58830.6431 | Splitao | 2 | LI01 | 9.9 | ENT01 | 1 | ENV01 | 2.5 | WMSGS02 | 0.7 | BULD04 | 4 | ZVDF01 | 1
31412.4744 | 4.4971 | 600 | 100181.78 | 166.9696 | 583.5 | 2862.47 | 920.2974 | 4366.2674 | 95815.5126 | 39869.73 | 55945.7826 | Splitao | 2 | LI01 | 9.9 | ENT01 | 1 | ENV01 | 2.5 | WMSGS02 | 0.7 | BULD04 | 4 | ZVDF02 | 0
31412.4744 | 4.4971 | 600 | 96799.72 | 161.3329 | 583.5 | 2862.47 | 873.0096 | 4318.9796 | 92480.7404 | 39869.73 | 52611.0104 | Splitao | 2 | LI01 | 9.9 | ENT01 | 1 | ENV02 | 3.7 | WMSGS01 | 0.3 | BULD01 | 1 | ZVDF01 | 1
31412.4744 | 4.4971 | 600 | 94618.38 | 157.6973 | 583.5 | 2862.47 | 873.5404 | 4319.5104 | 90298.8696 | 39869.73 | 50429.1396 | Splitao | 2 | LI01 | 9.9 | ENT01 | 1 | ENV02 | 3.7 | WMSGS01 | 0.3 | BULD01 | 1 | ZVDF02 | 0
31412.4744 | 4.4971 | 600 | 96175.22 | 160.292 | 583.5 | 2862.47 | 912.7159 | 4358.6859 | 91816.5341 | 39869.73 | 51946.8041 | Splitao | 2 | LI01 | 9.9 | ENT01 | 1 | ENV02 | 3.7 | WMSGS01 | 0.3 | BULD02 | 2 | ZVDF01 | 1
31412.4744 | 4.4971 | 600 | 93780.82 | 156.3014 | 583.5 | 2862.47 | 914.7805 | 4360.7505 | 89420.0695 | 39869.73 | 49550.3395 | Splitao | 2 | LI01 | 9.9 | ENT01 | 1 | ENV02 | 3.7 | WMSGS01 | 0.3 | BULD02 | 2 | ZVDF02 | 0
31412.4744 | 4.4971 | 600 | 99683.15 | 166.1386 | 583.5 | 2862.47 | 905.7756 | 4351.7456 | 95331.4044 | 39869.73 | 55461.6744 | Splitao | 2 | LI01 | 9.9 | ENT01 | 1 | ENV01 | 2.5 | WMSGS01 | 0.3 | BULD01 | 1 | ZVDF02 | 0
31412.4744 | 4.4971 | 600 | 97199.05 | 161.9984 | 583.5 | 2862.47 | 910.0772 | 4356.0472 | 92843.0028 | 39869.73 | 52973.2728 | Splitao | 2 | LI01 | 9.9 | ENT01 | 1 | ENV02 | 3.7 | WMSGS01 | 0.3 | BULD03 | 3 | ZVDF01 | 1
31412.4744 | 4.4971 | 600 | 94995.35 | 158.3256 | 583.5 | 2862.47 | 910.8846 | 4356.8546 | 90638.4954 | 39869.73 | 50768.7654 | Splitao | 2 | LI01 | 9.9 | ENT01 | 1 | ENV02 | 3.7 | WMSGS01 | 0.3 | BULD03 | 3 | ZVDF02 | 0
31412.4744 | 4.4971 | 600 | 97024.26 | 161.7071 | 583.5 | 2862.47 | 865.7008 | 4311.6708 | 92712.5892 | 39869.73 | 52842.8592 | Splitao | 2 | LI01 | 9.9 | ENT01 | 1 | ENV02 | 3.7 | WMSGS01 | 0.3 | BULD04 | 4 | ZVDF01 | 1
31412.4744 | 4.4971 | 600 | 94452.08 | 157.4201 | 583.5 | 2862.47 | 867.7109 | 4313.6809 | 90138.3991 | 39869.73 | 50268.6691 | Splitao | 2 | LI01 | 9.9 | ENT01 | 1 | ENV02 | 3.7 | WMSGS01 | 0.3 | BULD04 | 4 | ZVDF02 | 0
31412.4744 | 4.4971 | 600 | 97764.68 | 162.9411 | 583.5 | 2862.47 | 900.6727 | 4346.6427 | 93418.0373 | 39869.73 | 53548.3073 | Splitao | 2 | LI01 | 9.9 | ENT01 | 1 | ENV02 | 3.7 | WMSGS02 | 0.7 | BULD01 | 1 | ZVDF01 | 1
31412.4744 | 4.4971 | 600 | 95606.63 | 159.3444 | 583.5 | 2862.47 | 901.1227 | 4347.0927 | 91259.5373 | 39869.73 | 51389.8073 | Splitao | 2 | LI01 | 9.9 | ENT01 | 1 | ENV02 | 3.7 | WMSGS02 | 0.7 | BULD01 | 1 | ZVDF02 | 0
31412.4744 | 4.4971 | 600 | 97071.7 | 161.7862 | 583.5 | 2862.47 | 949.7838 | 4395.7538 | 92675.9462 | 39869.73 | 52806.2162 | Splitao | 2 | LI01 | 9.9 | ENT01 | 1 | ENV02 | 3.7 | WMSGS02 | 0.7 | BULD02 | 2 | ZVDF01 | 1
31412.4744 | 4.4971 | 600 | 94692.37 | 157.8206 | 583.5 | 2862.47 | 952.3124 | 4398.2824 | 90294.0876 | 39869.73 | 50424.3576 | Splitao | 2 | LI01 | 9.9 | ENT01 | 1 | ENV02 | 3.7 | WMSGS02 | 0.7 | BULD02 | 2 | ZVDF02 | 0
31412.4744 | 4.4971 | 600 | 98629.46 | 164.3824 | 583.5 | 2862.47 | 953.4285 | 4399.3985 | 94230.0615 | 39869.73 | 54360.3315 | Splitao | 2 | LI01 | 9.9 | ENT01 | 1 | ENV02 | 3.7 | WMSGS02 | 0.7 | BULD03 | 3 | ZVDF01 | 1
31412.4744 | 4.4971 | 600 | 96457.24 | 160.7621 | 583.5 | 2862.47 | 953.5957 | 4399.5657 | 92057.6743 | 39869.73 | 52187.9443 | Splitao | 2 | LI01 | 9.9 | ENT01 | 1 | ENV02 | 3.7 | WMSGS02 | 0.7 | BULD03 | 3 | ZVDF02 | 0
31412.4744 | 4.4971 | 600 | 101001.83 | 168.3364 | 583.5 | 2862.47 | 977.2185 | 4423.1885 | 96578.6415 | 39869.73 | 56708.9115 | Splitao | 2 | LI01 | 9.9 | ENT01 | 1 | ENV01 | 2.5 | WMSGS01 | 0.3 | BULD02 | 2 | ZVDF01 | 1
31412.4744 | 4.4971 | 600 | 97942.96 | 163.2383 | 583.5 | 2862.47 | 906.2149 | 4352.1849 | 93590.7751 | 39869.73 | 53721.0451 | Splitao | 2 | LI01 | 9.9 | ENT01 | 1 | ENV02 | 3.7 | WMSGS02 | 0.7 | BULD04 | 4 | ZVDF01 | 1
31412.4744 | 4.4971 | 600 | 95390.37 | 158.9839 | 583.5 | 2862.47 | 908.5273 | 4354.4973 | 91035.8727 | 39869.73 | 51166.1427 | Splitao | 2 | LI01 | 9.9 | ENT01 | 1 | ENV02 | 3.7 | WMSGS02 | 0.7 | BULD04 | 4 | ZVDF02 | 0
31412.4744 | 4.4971 | 600 | 95524.03 | 159.2067 | 583.5 | 2862.47 | 845.5916 | 4291.5616 | 91232.4684 | 39869.73 | 51362.7384 | Splitao | 2 | LI01 | 9.9 | ENT02 | 2 | ENV01 | 2.5 | WMSGS01 | 0.3 | BULD01 | 1 | ZVDF01 | 1
31412.4744 | 4.4971 | 600 | 93703.36 | 156.1723 | 583.5 | 2862.47 | 844.9117 | 4290.8817 | 89412.4783 | 39869.73 | 49542.7483 | Splitao | 2 | LI01 | 9.9 | ENT02 | 2 | ENV01 | 2.5 | WMSGS01 | 0.3 | BULD01 | 1 | ZVDF02 | 0
31412.4744 | 4.4971 | 600 | 95708.8 | 159.5147 | 583.5 | 2862.47 | 878.7523 | 4324.7223 | 91384.0777 | 39869.73 | 51514.3477 | Splitao | 2 | LI01 | 9.9 | ENT02 | 2 | ENV01 | 2.5 | WMSGS01 | 0.3 | BULD02 | 2 | ZVDF01 | 1
31412.4744 | 4.4971 | 600 | 93756.79 | 156.2613 | 583.5 | 2862.47 | 882.4345 | 4328.4045 | 89428.3855 | 39869.73 | 49558.6555 | Splitao | 2 | LI01 | 9.9 | ENT02 | 2 | ENV01 | 2.5 | WMSGS01 | 0.3 | BULD02 | 2 | ZVDF02 | 0
31412.4744 | 4.4971 | 600 | 96616.38 | 161.0273 | 583.5 | 2862.47 | 897.3351 | 4343.3051 | 92273.0749 | 39869.73 | 52403.3449 | Splitao | 2 | LI01 | 9.9 | ENT02 | 2 | ENV01 | 2.5 | WMSGS01 | 0.3 | BULD03 | 3 | ZVDF01 | 1
31412.4744 | 4.4971 | 600 | 94836.7 | 158.0612 | 583.5 | 2862.47 | 896.5184 | 4342.4884 | 90494.2116 | 39869.73 | 50624.4816 | Splitao | 2 | LI01 | 9.9 | ENT02 | 2 | ENV01 | 2.5 | WMSGS01 | 0.3 | BULD03 | 3 | ZVDF02 | 0
31412.4744 | 4.4971 | 600 | 96355.14 | 160.5919 | 583.5 | 2862.47 | 887.1019 | 4333.0719 | 92022.0681 | 39869.73 | 52152.3381 | Splitao | 2 | LI01 | 9.9 | ENT02 | 2 | ENV01 | 2.5 | WMSGS01 | 0.3 | BULD04 | 4 | ZVDF01 | 1
31412.4744 | 4.4971 | 600 | 94259.41 | 157.099 | 583.5 | 2862.47 | 891.3341 | 4337.3041 | 89922.1059 | 39869.73 | 50052.3759 | Splitao | 2 | LI01 | 9.9 | ENT02 | 2 | ENV01 | 2.5 | WMSGS01 | 0.3 | BULD04 | 4 | ZVDF02 | 0
31412.4744 | 4.4971 | 600 | 98226.34 | 163.7106 | 583.5 | 2862.47 | 979.2405 | 4425.2105 | 93801.1295 | 39869.73 | 53931.3995 | Splitao | 2 | LI01 | 9.9 | ENT01 | 1 | ENV01 | 2.5 | WMSGS01 | 0.3 | BULD02 | 2 | ZVDF02 | 0
31412.4744 | 4.4971 | 600 | 96804.9 | 161.3415 | 583.5 | 2862.47 | 887.8211 | 4333.7911 | 92471.1089 | 39869.73 | 52601.3789 | Splitao | 2 | LI01 | 9.9 | ENT02 | 2 | ENV01 | 2.5 | WMSGS02 | 0.7 | BULD01 | 1 | ZVDF01 | 1
31412.4744 | 4.4971 | 600 | 94963.13 | 158.2719 | 583.5 | 2862.47 | 886.7018 | 4332.6718 | 90630.4582 | 39869.73 | 50760.7282 | Splitao | 2 | LI01 | 9.9 | ENT02 | 2 | ENV01 | 2.5 | WMSGS02 | 0.7 | BULD01 | 1 | ZVDF02 | 0
31412.4744 | 4.4971 | 600 | 97155.31 | 161.9255 | 583.5 | 2862.47 | 935.6725 | 4381.6425 | 92773.6675 | 39869.73 | 52903.9375 | Splitao | 2 | LI01 | 9.9 | ENT02 | 2 | ENV01 | 2.5 | WMSGS02 | 0.7 | BULD02 | 2 | ZVDF01 | 1
31412.4744 | 4.4971 | 600 | 95168.08 | 158.6135 | 583.5 | 2862.47 | 940.35 | 4386.32 | 90781.76 | 39869.73 | 50912.03 | Splitao | 2 | LI01 | 9.9 | ENT02 | 2 | ENV01 | 2.5 | WMSGS02 | 0.7 | BULD02 | 2 | ZVDF02 | 0
31412.4744 | 4.4971 | 600 | 98542.16 | 164.2369 | 583.5 | 2862.47 | 960.9167 | 4406.8867 | 94135.2733 | 39869.73 | 54265.5433 | Splitao | 2 | LI01 | 9.9 | ENT02 | 2 | ENV01 | 2.5 | WMSGS02 | 0.7 | BULD03 | 3 | ZVDF01 | 1
31412.4744 | 4.4971 | 600 | 96745.4 | 161.2423 | 583.5 | 2862.47 | 960.4529 | 4406.4229 | 92338.9771 | 39869.73 | 52469.2471 | Splitao | 2 | LI01 | 9.9 | ENT02 | 2 | ENV01 | 2.5 | WMSGS02 | 0.7 | BULD03 | 3 | ZVDF02 | 0
31412.4744 | 4.4971 | 600 | 97932.24 | 163.2204 | 583.5 | 2862.47 | 948.6805 | 4394.6505 | 93537.5895 | 39869.73 | 53667.8595 | Splitao | 2 | LI01 | 9.9 | ENT02 | 2 | ENV01 | 2.5 | WMSGS02 | 0.7 | BULD04 | 4 | ZVDF01 | 1
31412.4744 | 4.4971 | 600 | 95798.62 | 159.6644 | 583.5 | 2862.47 | 953.6209 | 4399.5909 | 91399.0291 | 39869.73 | 51529.2991 | Splitao | 2 | LI01 | 9.9 | ENT02 | 2 | ENV01 | 2.5 | WMSGS02 | 0.7 | BULD04 | 4 | ZVDF02 | 0
31412.4744 | 4.4971 | 600 | 95538.53 | 159.2309 | 583.5 | 2862.47 | 841.9533 | 4287.9233 | 91250.6067 | 39869.73 | 51380.8767 | Splitao | 2 | LI01 | 9.9 | ENT02 | 2 | ENV02 | 3.7 | WMSGS01 | 0.3 | BULD01 | 1 | ZVDF01 | 1
31412.4744 | 4.4971 | 600 | 93718.09 | 156.1968 | 583.5 | 2862.47 | 840.9389 | 4286.9089 | 89431.1811 | 39869.73 | 49561.4511 | Splitao | 2 | LI01 | 9.9 | ENT02 | 2 | ENV02 | 3.7 | WMSGS01 | 0.3 | BULD01 | 1 | ZVDF02 | 0
31412.4744 | 4.4971 | 600 | 102644.4 | 171.074 | 583.5 | 2862.47 | 977.0355 | 4423.0055 | 98221.3945 | 39869.73 | 58351.6645 | Splitao | 2 | LI01 | 9.9 | ENT01 | 1 | ENV01 | 2.5 | WMSGS01 | 0.3 | BULD03 | 3 | ZVDF01 | 1
31412.4744 | 4.4971 | 600 | 95553.09 | 159.2551 | 583.5 | 2862.47 | 863.8913 | 4309.8613 | 91243.2287 | 39869.73 | 51373.4987 | Splitao | 2 | LI01 | 9.9 | ENT02 | 2 | ENV02 | 3.7 | WMSGS01 | 0.3 | BULD02 | 2 | ZVDF01 | 1
31412.4744 | 4.4971 | 600 | 93637.55 | 156.0626 | 583.5 | 2862.47 | 868.3623 | 4314.3323 | 89323.2177 | 39869.73 | 49453.4877 | Splitao | 2 | LI01 | 9.9 | ENT02 | 2 | ENV02 | 3.7 | WMSGS01 | 0.3 | BULD02 | 2 | ZVDF02 | 0
31412.4744 | 4.4971 | 600 | 96442.9 | 160.7382 | 583.5 | 2862.47 | 874.1807 | 4320.1507 | 92122.7493 | 39869.73 | 52253.0193 | Splitao | 2 | LI01 | 9.9 | ENT02 | 2 | ENV02 | 3.7 | WMSGS01 | 0.3 | BULD03 | 3 | ZVDF01 | 1
31412.4744 | 4.4971 | 600 | 94670.83 | 157.7847 | 583.5 | 2862.47 | 873.1215 | 4319.0915 | 90351.7385 | 39869.73 | 50482.0085 | Splitao | 2 | LI01 | 9.9 | ENT02 | 2 | ENV02 | 3.7 | WMSGS01 | 0.3 | BULD03 | 3 | ZVDF02 | 0
31412.4744 | 4.4971 | 600 | 96176.05 | 160.2934 | 583.5 | 2862.47 | 868.1519 | 4314.1219 | 91861.9281 | 39869.73 | 51992.1981 | Splitao | 2 | LI01 | 9.9 | ENT02 | 2 | ENV02 | 3.7 | WMSGS01 | 0.3 | BULD04 | 4 | ZVDF01 | 1
31412.4744 | 4.4971 | 600 | 94073.87 | 156.7898 | 583.5 | 2862.47 | 872.4235 | 4318.3935 | 89755.4765 | 39869.73 | 49885.7465 | Splitao | 2 | LI01 | 9.9 | ENT02 | 2 | ENV02 | 3.7 | WMSGS01 | 0.3 | BULD04 | 4 | ZVDF02 | 0
31412.4744 | 4.4971 | 600 | 96849.54 | 161.4159 | 583.5 | 2862.47 | 884.101 | 4330.071 | 92519.469 | 39869.73 | 52649.739 | Splitao | 2 | LI01 | 9.9 | ENT02 | 2 | ENV02 | 3.7 | WMSGS02 | 0.7 | BULD01 | 1 | ZVDF01 | 1
31412.4744 | 4.4971 | 600 | 95005.93 | 158.3432 | 583.5 | 2862.47 | 882.752 | 4328.722 | 90677.208 | 39869.73 | 50807.478 | Splitao | 2 | LI01 | 9.9 | ENT02 | 2 | ENV02 | 3.7 | WMSGS02 | 0.7 | BULD01 | 1 | ZVDF02 | 0
31412.4744 | 4.4971 | 600 | 97042.85 | 161.7381 | 583.5 | 2862.47 | 921.4009 | 4367.3709 | 92675.4791 | 39869.73 | 52805.7491 | Splitao | 2 | LI01 | 9.9 | ENT02 | 2 | ENV02 | 3.7 | WMSGS02 | 0.7 | BULD02 | 2 | ZVDF01 | 1
31412.4744 | 4.4971 | 600 | 95076.19 | 158.4603 | 583.5 | 2862.47 | 926.0475 | 4372.0175 | 90704.1725 | 39869.73 | 50834.4425 | Splitao | 2 | LI01 | 9.9 | ENT02 | 2 | ENV02 | 3.7 | WMSGS02 | 0.7 | BULD02 | 2 | ZVDF02 | 0
31412.4744 | 4.4971 | 600 | 99830.43 | 166.3841 | 583.5 | 2862.47 | 978.0279 | 4423.9979 | 95406.4321 | 39869.73 | 55536.7021 | Splitao | 2 | LI01 | 9.9 | ENT01 | 1 | ENV01 | 2.5 | WMSGS01 | 0.3 | BULD03 | 3 | ZVDF02 | 0
31412.4744 | 4.4971 | 600 | 98412.53 | 164.0209 | 583.5 | 2862.47 | 937.8352 | 4383.8052 | 94028.7248 | 39869.73 | 54158.9948 | Splitao | 2 | LI01 | 9.9 | ENT02 | 2 | ENV02 | 3.7 | WMSGS02 | 0.7 | BULD03 | 3 | ZVDF01 | 1
31412.4744 | 4.4971 | 600 | 96624.46 | 161.0408 | 583.5 | 2862.47 | 936.876 | 4382.846 | 92241.614 | 39869.73 | 52371.884 | Splitao | 2 | LI01 | 9.9 | ENT02 | 2 | ENV02 | 3.7 | WMSGS02 | 0.7 | BULD03 | 3 | ZVDF02 | 0
31412.4744 | 4.4971 | 600 | 97743.62 | 162.906 | 583.5 | 2862.47 | 929.3001 | 4375.2701 | 93368.3499 | 39869.73 | 53498.6199 | Splitao | 2 | LI01 | 9.9 | ENT02 | 2 | ENV02 | 3.7 | WMSGS02 | 0.7 | BULD04 | 4 | ZVDF01 | 1
31412.4744 | 4.4971 | 600 | 95633.06 | 159.3884 | 583.5 | 2862.47 | 935.0931 | 4381.0631 | 91251.9969 | 39869.73 | 51382.2669 | Splitao | 2 | LI01 | 9.9 | ENT02 | 2 | ENV02 | 3.7 | WMSGS02 | 0.7 | BULD04 | 4 | ZVDF02 | 0
31412.4744 | 4.4971 | 600 | 132564.63 | 220.9411 | 1391.07 | 2862.47 | 1054.0914 | 5307.6314 | 127256.9986 | 39869.73 | 87387.2686 | Splitao | 2 | LI02 | 23.6016 | ENT01 | 1 | ENV01 | 2.5 | WMSGS01 | 0.3 | BULD01 | 1 | ZVDF01 | 1
31412.4744 | 4.4971 | 600 | 130363.54 | 217.2726 | 1391.07 | 2862.47 | 1052.3822 | 5305.9222 | 125057.6178 | 39869.73 | 85187.8878 | Splitao | 2 | LI02 | 23.6016 | ENT01 | 1 | ENV01 | 2.5 | WMSGS01 | 0.3 | BULD01 | 1 | ZVDF02 | 0
31412.4744 | 4.4971 | 600 | 131233.52 | 218.7225 | 1391.07 | 2862.47 | 1126.6533 | 5380.1933 | 125853.3267 | 39869.73 | 85983.5967 | Splitao | 2 | LI02 | 23.6016 | ENT01 | 1 | ENV01 | 2.5 | WMSGS01 | 0.3 | BULD02 | 2 | ZVDF01 | 1
31412.4744 | 4.4971 | 600 | 128704.59 | 214.5076 | 1391.07 | 2862.47 | 1128.4627 | 5382.0027 | 123322.5873 | 39869.73 | 83452.8573 | Splitao | 2 | LI02 | 23.6016 | ENT01 | 1 | ENV01 | 2.5 | WMSGS01 | 0.3 | BULD02 | 2 | ZVDF02 | 0
31412.4744 | 4.4971 | 600 | 132937.97 | 221.5633 | 1391.07 | 2862.47 | 1125.6907 | 5379.2307 | 127558.7393 | 39869.73 | 87689.0093 | Splitao | 2 | LI02 | 23.6016 | ENT01 | 1 | ENV01 | 2.5 | WMSGS01 | 0.3 | BULD03 | 3 | ZVDF01 | 1
31412.4744 | 4.4971 | 600 | 130351.45 | 217.2524 | 1391.07 | 2862.47 | 1126.3983 | 5379.9383 | 124971.5117 | 39869.73 | 85101.7817 | Splitao | 2 | LI02 | 23.6016 | ENT01 | 1 | ENV01 | 2.5 | WMSGS01 | 0.3 | BULD03 | 3 | ZVDF02 | 0
31412.4744 | 4.4971 | 600 | 102174.14 | 170.2902 | 583.5 | 2862.47 | 886.2083 | 4332.1783 | 97841.9617 | 39869.73 | 57972.2317 | Splitao | 2 | LI01 | 9.9 | ENT01 | 1 | ENV01 | 2.5 | WMSGS01 | 0.3 | BULD04 | 4 | ZVDF01 | 1
31412.4744 | 4.4971 | 600 | 132573.43 | 220.9557 | 1391.07 | 2862.47 | 1033.7897 | 5287.3297 | 127286.1003 | 39869.73 | 87416.3703 | Splitao | 2 | LI02 | 23.6016 | ENT01 | 1 | ENV01 | 2.5 | WMSGS01 | 0.3 | BULD04 | 4 | ZVDF01 | 1
31412.4744 | 4.4971 | 600 | 130363.19 | 217.272 | 1391.07 | 2862.47 | 1032.1354 | 5285.6754 | 125077.5146 | 39869.73 | 85207.7846 | Splitao | 2 | LI02 | 23.6016 | ENT01 | 1 | ENV01 | 2.5 | WMSGS01 | 0.3 | BULD04 | 4 | ZVDF02 | 0
31412.4744 | 4.4971 | 600 | 133437.46 | 222.3958 | 1391.07 | 2862.47 | 1075.8851 | 5329.4251 | 128108.0349 | 39869.73 | 88238.3049 | Splitao | 2 | LI02 | 23.6016 | ENT01 | 1 | ENV01 | 2.5 | WMSGS02 | 0.7 | BULD01 | 1 | ZVDF01 | 1
31412.4744 | 4.4971 | 600 | 131254.46 | 218.7574 | 1391.07 | 2862.47 | 1074.4352 | 5327.9752 | 125926.4848 | 39869.73 | 86056.7548 | Splitao | 2 | LI02 | 23.6016 | ENT01 | 1 | ENV01 | 2.5 | WMSGS02 | 0.7 | BULD01 | 1 | ZVDF02 | 0
31412.4744 | 4.4971 | 600 | 131551.59 | 219.2526 | 1391.07 | 2862.47 | 1158.257 | 5411.797 | 126139.793 | 39869.73 | 86270.063 | Splitao | 2 | LI02 | 23.6016 | ENT01 | 1 | ENV01 | 2.5 | WMSGS02 | 0.7 | BULD02 | 2 | ZVDF01 | 1
31412.4744 | 4.4971 | 600 | 128993.29 | 214.9888 | 1391.07 | 2862.47 | 1160.0887 | 5413.6287 | 123579.6613 | 39869.73 | 83709.9313 | Splitao | 2 | LI02 | 23.6016 | ENT01 | 1 | ENV01 | 2.5 | WMSGS02 | 0.7 | BULD02 | 2 | ZVDF02 | 0
31412.4744 | 4.4971 | 600 | 134426.73 | 224.0446 | 1391.07 | 2862.47 | 1159.7174 | 5413.2574 | 129013.4726 | 39869.73 | 89143.7426 | Splitao | 2 | LI02 | 23.6016 | ENT01 | 1 | ENV01 | 2.5 | WMSGS02 | 0.7 | BULD03 | 3 | ZVDF01 | 1
31412.4744 | 4.4971 | 600 | 131909.44 | 219.8491 | 1391.07 | 2862.47 | 1158.8558 | 5412.3958 | 126497.0442 | 39869.73 | 86627.3142 | Splitao | 2 | LI02 | 23.6016 | ENT01 | 1 | ENV01 | 2.5 | WMSGS02 | 0.7 | BULD03 | 3 | ZVDF02 | 0
31412.4744 | 4.4971 | 600 | 133607.9 | 222.6798 | 1391.07 | 2862.47 | 1065.6923 | 5319.2323 | 128288.6677 | 39869.73 | 88418.9377 | Splitao | 2 | LI02 | 23.6016 | ENT01 | 1 | ENV01 | 2.5 | WMSGS02 | 0.7 | BULD04 | 4 | ZVDF01 | 1
31412.4744 | 4.4971 | 600 | 131209.38 | 218.6823 | 1391.07 | 2862.47 | 1064.8761 | 5318.4161 | 125890.9639 | 39869.73 | 86021.2339 | Splitao | 2 | LI02 | 23.6016 | ENT01 | 1 | ENV01 | 2.5 | WMSGS02 | 0.7 | BULD04 | 4 | ZVDF02 | 0
31412.4744 | 4.4971 | 600 | 99718.31 | 166.1972 | 583.5 | 2862.47 | 885.5492 | 4331.5192 | 95386.7908 | 39869.73 | 55517.0608 | Splitao | 2 | LI01 | 9.9 | ENT01 | 1 | ENV01 | 2.5 | WMSGS01 | 0.3 | BULD04 | 4 | ZVDF02 | 0
31412.4744 | 4.4971 | 600 | 127655.18 | 212.7586 | 1391.07 | 2862.47 | 1038.3492 | 5291.8892 | 122363.2908 | 39869.73 | 82493.5608 | Splitao | 2 | LI02 | 23.6016 | ENT01 | 1 | ENV02 | 3.7 | WMSGS01 | 0.3 | BULD01 | 1 | ZVDF01 | 1
31412.4744 | 4.4971 | 600 | 125637 | 209.395 | 1391.07 | 2862.47 | 1037.6471 | 5291.1871 | 120345.8129 | 39869.73 | 80476.0829 | Splitao | 2 | LI02 | 23.6016 | ENT01 | 1 | ENV02 | 3.7 | WMSGS01 | 0.3 | BULD01 | 1 | ZVDF02 | 0
31412.4744 | 4.4971 | 600 | 126759.92 | 211.2665 | 1391.07 | 2862.47 | 1079.5253 | 5333.0653 | 121426.8547 | 39869.73 | 81557.1247 | Splitao | 2 | LI02 | 23.6016 | ENT01 | 1 | ENV02 | 3.7 | WMSGS01 | 0.3 | BULD02 | 2 | ZVDF01 | 1
31412.4744 | 4.4971 | 600 | 124529.8 | 207.5497 | 1391.07 | 2862.47 | 1081.261 | 5334.801 | 119194.999 | 39869.73 | 79325.269 | Splitao | 2 | LI02 | 23.6016 | ENT01 | 1 | ENV02 | 3.7 | WMSGS01 | 0.3 | BULD02 | 2 | ZVDF02 | 0
31412.4744 | 4.4971 | 600 | 128016.4 | 213.3607 | 1391.07 | 2862.47 | 1076.2017 | 5329.7417 | 122686.6583 | 39869.73 | 82816.9283 | Splitao | 2 | LI02 | 23.6016 | ENT01 | 1 | ENV02 | 3.7 | WMSGS01 | 0.3 | BULD03 | 3 | ZVDF01 | 1
31412.4744 | 4.4971 | 600 | 125973.75 | 209.9563 | 1391.07 | 2862.47 | 1075.6192 | 5329.1592 | 120644.5908 | 39869.73 | 80774.8608 | Splitao | 2 | LI02 | 23.6016 | ENT01 | 1 | ENV02 | 3.7 | WMSGS01 | 0.3 | BULD03 | 3 | ZVDF02 | 0
31412.4744 | 4.4971 | 600 | 127912.97 | 213.1883 | 1391.07 | 2862.47 | 1030.2832 | 5283.8232 | 122629.1468 | 39869.73 | 82759.4168 | Splitao | 2 | LI02 | 23.6016 | ENT01 | 1 | ENV02 | 3.7 | WMSGS01 | 0.3 | BULD04 | 4 | ZVDF01 | 1
31412.4744 | 4.4971 | 600 | 125794.72 | 209.6579 | 1391.07 | 2862.47 | 1029.8474 | 5283.3874 | 120511.3326 | 39869.73 | 80641.6026 | Splitao | 2 | LI02 | 23.6016 | ENT01 | 1 | ENV02 | 3.7 | WMSGS01 | 0.3 | BULD04 | 4 | ZVDF02 | 0
31412.4744 | 4.4971 | 600 | 128639.12 | 214.3985 | 1391.07 | 2862.47 | 1065.3218 | 5318.8618 | 123320.2582 | 39869.73 | 83450.5282 | Splitao | 2 | LI02 | 23.6016 | ENT01 | 1 | ENV02 | 3.7 | WMSGS02 | 0.7 | BULD01 | 1 | ZVDF01 | 1
31412.4744 | 4.4971 | 600 | 126582.66 | 210.9711 | 1391.07 | 2862.47 | 1064.3146 | 5317.8546 | 121264.8054 | 39869.73 | 81395.0754 | Splitao | 2 | LI02 | 23.6016 | ENT01 | 1 | ENV02 | 3.7 | WMSGS02 | 0.7 | BULD01 | 1 | ZVDF02 | 0
31412.4744 | 4.4971 | 600 | 103041.74 | 171.7362 | 583.5 | 2862.47 | 927.9919 | 4373.9619 | 98667.7781 | 39869.73 | 58798.0481 | Splitao | 2 | LI01 | 9.9 | ENT01 | 1 | ENV01 | 2.5 | WMSGS02 | 0.7 | BULD01 | 1 | ZVDF01 | 1
31412.4744 | 4.4971 | 600 | 127609.66 | 212.6828 | 1391.07 | 2862.47 | 1116.4421 | 5369.9821 | 122239.6779 | 39869.73 | 82369.9479 | Splitao | 2 | LI02 | 23.6016 | ENT01 | 1 | ENV02 | 3.7 | WMSGS02 | 0.7 | BULD02 | 2 | ZVDF01 | 1
31412.4744 | 4.4971 | 600 | 125313.68 | 208.8561 | 1391.07 | 2862.47 | 1118.5334 | 5372.0734 | 119941.6066 | 39869.73 | 80071.8766 | Splitao | 2 | LI02 | 23.6016 | ENT01 | 1 | ENV02 | 3.7 | WMSGS02 | 0.7 | BULD02 | 2 | ZVDF02 | 0
31412.4744 | 4.4971 | 600 | 129516.04 | 215.8601 | 1391.07 | 2862.47 | 1118.2468 | 5371.7868 | 124144.2532 | 39869.73 | 84274.5232 | Splitao | 2 | LI02 | 23.6016 | ENT01 | 1 | ENV02 | 3.7 | WMSGS02 | 0.7 | BULD03 | 3 | ZVDF01 | 1
31412.4744 | 4.4971 | 600 | 127427.71 | 212.3795 | 1391.07 | 2862.47 | 1117.5119 | 5371.0519 | 122056.6581 | 39869.73 | 82186.9281 | Splitao | 2 | LI02 | 23.6016 | ENT01 | 1 | ENV02 | 3.7 | WMSGS02 | 0.7 | BULD03 | 3 | ZVDF02 | 0
31412.4744 | 4.4971 | 600 | 128973.9 | 214.9565 | 1391.07 | 2862.47 | 1069.6729 | 5323.2129 | 123650.6871 | 39869.73 | 83780.9571 | Splitao | 2 | LI02 | 23.6016 | ENT01 | 1 | ENV02 | 3.7 | WMSGS02 | 0.7 | BULD04 | 4 | ZVDF01 | 1
31412.4744 | 4.4971 | 600 | 126489.41 | 210.8157 | 1391.07 | 2862.47 | 1071.4216 | 5324.9616 | 121164.4484 | 39869.73 | 81294.7184 | Splitao | 2 | LI02 | 23.6016 | ENT01 | 1 | ENV02 | 3.7 | WMSGS02 | 0.7 | BULD04 | 4 | ZVDF02 | 0
31412.4744 | 4.4971 | 600 | 127495.06 | 212.4918 | 1391.07 | 2862.47 | 1052.0192 | 5305.5592 | 122189.5008 | 39869.73 | 82319.7708 | Splitao | 2 | LI02 | 23.6016 | ENT02 | 2 | ENV01 | 2.5 | WMSGS01 | 0.3 | BULD01 | 1 | ZVDF01 | 1
31412.4744 | 4.4971 | 600 | 125746.52 | 209.5775 | 1391.07 | 2862.47 | 1048.1983 | 5301.7383 | 120444.7817 | 39869.73 | 80575.0517 | Splitao | 2 | LI02 | 23.6016 | ENT02 | 2 | ENV01 | 2.5 | WMSGS01 | 0.3 | BULD01 | 1 | ZVDF02 | 0
31412.4744 | 4.4971 | 600 | 127413.19 | 212.3553 | 1391.07 | 2862.47 | 1088.7008 | 5342.2408 | 122070.9492 | 39869.73 | 82201.2192 | Splitao | 2 | LI02 | 23.6016 | ENT02 | 2 | ENV01 | 2.5 | WMSGS01 | 0.3 | BULD02 | 2 | ZVDF01 | 1
31412.4744 | 4.4971 | 600 | 125465.91 | 209.1098 | 1391.07 | 2862.47 | 1090.5966 | 5344.1366 | 120121.7734 | 39869.73 | 80252.0434 | Splitao | 2 | LI02 | 23.6016 | ENT02 | 2 | ENV01 | 2.5 | WMSGS01 | 0.3 | BULD02 | 2 | ZVDF02 | 0
31412.4744 | 4.4971 | 600 | 100609.36 | 167.6823 | 583.5 | 2862.47 | 927.5337 | 4373.5037 | 96235.8563 | 39869.73 | 56366.1263 | Splitao | 2 | LI01 | 9.9 | ENT01 | 1 | ENV01 | 2.5 | WMSGS02 | 0.7 | BULD01 | 1 | ZVDF02 | 0
45016.2336 | 4.6534 | 600 | 83926.42 | 139.8774 | 583.5 | 2862.47 | 1007.6665 | 4453.6365 | 79472.7835 | 39869.73 | 39603.0535 | VRF | 1 | LI01 | 9.9 | ENT01 | 1 | ENV01 | 2.5 | WMSGS01 | 0.3 | BULD01 | 1 | ZVDF01 | 1
45016.2336 | 4.6534 | 600 | 111004.89 | 185.0082 | 1391.07 | 2862.47 | 1084.6966 | 5338.2366 | 105666.6534 | 39869.73 | 65796.9234 | VRF | 1 | LI02 | 23.6016 | ENT02 | 2 | ENV01 | 2.5 | WMSGS01 | 0.3 | BULD03 | 3 | ZVDF01 | 1
45016.2336 | 4.6534 | 600 | 110449.71 | 184.0828 | 1391.07 | 2862.47 | 1084.5214 | 5338.0614 | 105111.6486 | 39869.73 | 65241.9186 | VRF | 1 | LI02 | 23.6016 | ENT02 | 2 | ENV01 | 2.5 | WMSGS01 | 0.3 | BULD03 | 3 | ZVDF02 | 0
45016.2336 | 4.6534 | 600 | 110990.7 | 184.9845 | 1391.07 | 2862.47 | 1085.8099 | 5339.3499 | 105651.3501 | 39869.73 | 65781.6201 | VRF | 1 | LI02 | 23.6016 | ENT02 | 2 | ENV01 | 2.5 | WMSGS01 | 0.3 | BULD04 | 4 | ZVDF01 | 1
45016.2336 | 4.6534 | 600 | 110418.23 | 184.0304 | 1391.07 | 2862.47 | 1085.4775 | 5339.0175 | 105079.2125 | 39869.73 | 65209.4825 | VRF | 1 | LI02 | 23.6016 | ENT02 | 2 | ENV01 | 2.5 | WMSGS01 | 0.3 | BULD04 | 4 | ZVDF02 | 0
45016.2336 | 4.6534 | 600 | 110948.17 | 184.9136 | 1391.07 | 2862.47 | 1070.0703 | 5323.6103 | 105624.5597 | 39869.73 | 65754.8297 | VRF | 1 | LI02 | 23.6016 | ENT02 | 2 | ENV01 | 2.5 | WMSGS02 | 0.7 | BULD01 | 1 | ZVDF01 | 1
45016.2336 | 4.6534 | 600 | 110373.27 | 183.9554 | 1391.07 | 2862.47 | 1069.8123 | 5323.3523 | 105049.9177 | 39869.73 | 65180.1877 | VRF | 1 | LI02 | 23.6016 | ENT02 | 2 | ENV01 | 2.5 | WMSGS02 | 0.7 | BULD01 | 1 | ZVDF02 | 0
45016.2336 | 4.6534 | 600 | 111378.94 | 185.6316 | 1391.07 | 2862.47 | 1097.6777 | 5351.2177 | 106027.7223 | 39869.73 | 66157.9923 | VRF | 1 | LI02 | 23.6016 | ENT02 | 2 | ENV01 | 2.5 | WMSGS02 | 0.7 | BULD02 | 2 | ZVDF01 | 1
45016.2336 | 4.6534 | 600 | 110642.98 | 184.405 | 1391.07 | 2862.47 | 1097.526 | 5351.066 | 105291.914 | 39869.73 | 65422.184 | VRF | 1 | LI02 | 23.6016 | ENT02 | 2 | ENV01 | 2.5 | WMSGS02 | 0.7 | BULD02 | 2 | ZVDF02 | 0
45016.2336 | 4.6534 | 600 | 111695.86 | 186.1598 | 1391.07 | 2862.47 | 1124.8946 | 5378.4346 | 106317.4254 | 39869.73 | 66447.6954 | VRF | 1 | LI02 | 23.6016 | ENT02 | 2 | ENV01 | 2.5 | WMSGS02 | 0.7 | BULD03 | 3 | ZVDF01 | 1
45016.2336 | 4.6534 | 600 | 110923.15 | 184.8719 | 1391.07 | 2862.47 | 1124.3452 | 5377.8852 | 105545.2648 | 39869.73 | 65675.5348 | VRF | 1 | LI02 | 23.6016 | ENT02 | 2 | ENV01 | 2.5 | WMSGS02 | 0.7 | BULD03 | 3 | ZVDF02 | 0
45016.2336 | 4.6534 | 600 | 84602.36 | 141.0039 | 583.5 | 2862.47 | 1085.773 | 4531.743 | 80070.617 | 39869.73 | 40200.887 | VRF | 1 | LI01 | 9.9 | ENT01 | 1 | ENV01 | 2.5 | WMSGS02 | 0.7 | BULD02 | 2 | ZVDF01 | 1
45016.2336 | 4.6534 | 600 | 111710.07 | 186.1834 | 1391.07 | 2862.47 | 1125.9425 | 5379.4825 | 106330.5875 | 39869.73 | 66460.8575 | VRF | 1 | LI02 | 23.6016 | ENT02 | 2 | ENV01 | 2.5 | WMSGS02 | 0.7 | BULD04 | 4 | ZVDF01 | 1
45016.2336 | 4.6534 | 600 | 110878.86 | 184.7981 | 1391.07 | 2862.47 | 1125.7237 | 5379.2637 | 105499.5963 | 39869.73 | 65629.8663 | VRF | 1 | LI02 | 23.6016 | ENT02 | 2 | ENV01 | 2.5 | WMSGS02 | 0.7 | BULD04 | 4 | ZVDF02 | 0
45016.2336 | 4.6534 | 600 | 110543.04 | 184.2384 | 1391.07 | 2862.47 | 1037.2541 | 5290.7941 | 105252.2459 | 39869.73 | 65382.5159 | VRF | 1 | LI02 | 23.6016 | ENT02 | 2 | ENV02 | 3.7 | WMSGS01 | 0.3 | BULD01 | 1 | ZVDF01 | 1
45016.2336 | 4.6534 | 600 | 110088.77 | 183.4813 | 1391.07 | 2862.47 | 1036.9331 | 5290.4731 | 104798.2969 | 39869.73 | 64928.5669 | VRF | 1 | LI02 | 23.6016 | ENT02 | 2 | ENV02 | 3.7 | WMSGS01 | 0.3 | BULD01 | 1 | ZVDF02 | 0
45016.2336 | 4.6534 | 600 | 110740.48 | 184.5675 | 1391.07 | 2862.47 | 1047.631 | 5301.171 | 105439.309 | 39869.73 | 65569.579 | VRF | 1 | LI02 | 23.6016 | ENT02 | 2 | ENV02 | 3.7 | WMSGS01 | 0.3 | BULD02 | 2 | ZVDF01 | 1
45016.2336 | 4.6534 | 600 | 110208.75 | 183.6812 | 1391.07 | 2862.47 | 1047.303 | 5300.843 | 104907.907 | 39869.73 | 65038.177 | VRF | 1 | LI02 | 23.6016 | ENT02 | 2 | ENV02 | 3.7 | WMSGS01 | 0.3 | BULD02 | 2 | ZVDF02 | 0
45016.2336 | 4.6534 | 600 | 110906.57 | 184.8443 | 1391.07 | 2862.47 | 1059.3183 | 5312.8583 | 105593.7117 | 39869.73 | 65723.9817 | VRF | 1 | LI02 | 23.6016 | ENT02 | 2 | ENV02 | 3.7 | WMSGS01 | 0.3 | BULD03 | 3 | ZVDF01 | 1
45016.2336 | 4.6534 | 600 | 110367.84 | 183.9464 | 1391.07 | 2862.47 | 1059.1325 | 5312.6725 | 105055.1675 | 39869.73 | 65185.4375 | VRF | 1 | LI02 | 23.6016 | ENT02 | 2 | ENV02 | 3.7 | WMSGS01 | 0.3 | BULD03 | 3 | ZVDF02 | 0
45016.2336 | 4.6534 | 600 | 110897.73 | 184.8295 | 1391.07 | 2862.47 | 1059.701 | 5313.241 | 105584.489 | 39869.73 | 65714.759 | VRF | 1 | LI02 | 23.6016 | ENT02 | 2 | ENV02 | 3.7 | WMSGS01 | 0.3 | BULD04 | 4 | ZVDF01 | 1
45016.2336 | 4.6534 | 600 | 110357.72 | 183.9295 | 1391.07 | 2862.47 | 1059.4217 | 5312.9617 | 105044.7583 | 39869.73 | 65175.0283 | VRF | 1 | LI02 | 23.6016 | ENT02 | 2 | ENV02 | 3.7 | WMSGS01 | 0.3 | BULD04 | 4 | ZVDF02 | 0
45016.2336 | 4.6534 | 600 | 83613.36 | 139.3556 | 583.5 | 2862.47 | 1085.6463 | 4531.6163 | 79081.7437 | 39869.73 | 39212.0137 | VRF | 1 | LI01 | 9.9 | ENT01 | 1 | ENV01 | 2.5 | WMSGS02 | 0.7 | BULD02 | 2 | ZVDF02 | 0
45016.2336 | 4.6534 | 600 | 110960.67 | 184.9344 | 1391.07 | 2862.47 | 1058.0517 | 5311.5917 | 105649.0783 | 39869.73 | 65779.3483 | VRF | 1 | LI02 | 23.6016 | ENT02 | 2 | ENV02 | 3.7 | WMSGS02 | 0.7 | BULD01 | 1 | ZVDF01 | 1
45016.2336 | 4.6534 | 600 | 110389.65 | 183.9827 | 1391.07 | 2862.47 | 1057.7967 | 5311.3367 | 105078.3133 | 39869.73 | 65208.5833 | VRF | 1 | LI02 | 23.6016 | ENT02 | 2 | ENV02 | 3.7 | WMSGS02 | 0.7 | BULD01 | 1 | ZVDF02 | 0
45016.2336 | 4.6534 | 600 | 111330.82 | 185.5514 | 1391.07 | 2862.47 | 1076.2421 | 5329.7821 | 106001.0379 | 39869.73 | 66131.3079 | VRF | 1 | LI02 | 23.6016 | ENT02 | 2 | ENV02 | 3.7 | WMSGS02 | 0.7 | BULD02 | 2 | ZVDF01 | 1
45016.2336 | 4.6534 | 600 | 110616.19 | 184.3603 | 1391.07 | 2862.47 | 1076.0727 | 5329.6127 | 105286.5773 | 39869.73 | 65416.8473 | VRF | 1 | LI02 | 23.6016 | ENT02 | 2 | ENV02 | 3.7 | WMSGS02 | 0.7 | BULD02 | 2 | ZVDF02 | 0
45016.2336 | 4.6534 | 600 | 111601.19 | 186.002 | 1391.07 | 2862.47 | 1096.1661 | 5349.7061 | 106251.4839 | 39869.73 | 66381.7539 | VRF | 1 | LI02 | 23.6016 | ENT02 | 2 | ENV02 | 3.7 | WMSGS02 | 0.7 | BULD03 | 3 | ZVDF01 | 1
45016.2336 | 4.6534 | 600 | 110855.58 | 184.7593 | 1391.07 | 2862.47 | 1095.8956 | 5349.4356 | 105506.1444 | 39869.73 | 65636.4144 | VRF | 1 | LI02 | 23.6016 | ENT02 | 2 | ENV02 | 3.7 | WMSGS02 | 0.7 | BULD03 | 3 | ZVDF02 | 0
45016.2336 | 4.6534 | 600 | 111610.16 | 186.0169 | 1391.07 | 2862.47 | 1096.329 | 5349.869 | 106260.291 | 39869.73 | 66390.561 | VRF | 1 | LI02 | 23.6016 | ENT02 | 2 | ENV02 | 3.7 | WMSGS02 | 0.7 | BULD04 | 4 | ZVDF01 | 1
45016.2336 | 4.6534 | 600 | 110823.39 | 184.7056 | 1391.07 | 2862.47 | 1096.2243 | 5349.7643 | 105473.6257 | 39869.73 | 65603.8957 | VRF | 1 | LI02 | 23.6016 | ENT02 | 2 | ENV02 | 3.7 | WMSGS02 | 0.7 | BULD04 | 4 | ZVDF02 | 0
45016.2336 | 4.6534 | 600 | 84787.51 | 141.3125 | 583.5 | 2862.47 | 1123.5042 | 4569.4742 | 80218.0358 | 39869.73 | 40348.3058 | VRF | 1 | LI01 | 9.9 | ENT01 | 1 | ENV01 | 2.5 | WMSGS02 | 0.7 | BULD03 | 3 | ZVDF01 | 1
45016.2336 | 4.6534 | 600 | 83782.29 | 139.6371 | 583.5 | 2862.47 | 1123.4964 | 4569.4664 | 79212.8236 | 39869.73 | 39343.0936 | VRF | 1 | LI01 | 9.9 | ENT01 | 1 | ENV01 | 2.5 | WMSGS02 | 0.7 | BULD03 | 3 | ZVDF02 | 0
45016.2336 | 4.6534 | 600 | 84661.03 | 141.1017 | 583.5 | 2862.47 | 1021.139 | 4467.109 | 80193.921 | 39869.73 | 40324.191 | VRF | 1 | LI01 | 9.9 | ENT01 | 1 | ENV01 | 2.5 | WMSGS02 | 0.7 | BULD04 | 4 | ZVDF01 | 1
45016.2336 | 4.6534 | 600 | 83636.32 | 139.3939 | 583.5 | 2862.47 | 1021.183 | 4467.153 | 79169.167 | 39869.73 | 39299.437 | VRF | 1 | LI01 | 9.9 | ENT01 | 1 | ENV01 | 2.5 | WMSGS02 | 0.7 | BULD04 | 4 | ZVDF02 | 0
45016.2336 | 4.6534 | 600 | 81548.63 | 135.9144 | 583.5 | 2862.47 | 959.0958 | 4405.0658 | 77143.5642 | 39869.73 | 37273.8342 | VRF | 1 | LI01 | 9.9 | ENT01 | 1 | ENV02 | 3.7 | WMSGS01 | 0.3 | BULD01 | 1 | ZVDF01 | 1
45016.2336 | 4.6534 | 600 | 81252.76 | 135.4213 | 583.5 | 2862.47 | 959.5398 | 4405.5098 | 76847.2502 | 39869.73 | 36977.5202 | VRF | 1 | LI01 | 9.9 | ENT01 | 1 | ENV02 | 3.7 | WMSGS01 | 0.3 | BULD01 | 1 | ZVDF02 | 0
45016.2336 | 4.6534 | 600 | 81664.15 | 136.1069 | 583.5 | 2862.47 | 985.6386 | 4431.6086 | 77232.5414 | 39869.73 | 37362.8114 | VRF | 1 | LI01 | 9.9 | ENT01 | 1 | ENV02 | 3.7 | WMSGS01 | 0.3 | BULD02 | 2 | ZVDF01 | 1
45016.2336 | 4.6534 | 600 | 81336.39 | 135.5607 | 583.5 | 2862.47 | 986.0057 | 4431.9757 | 76904.4143 | 39869.73 | 37034.6843 | VRF | 1 | LI01 | 9.9 | ENT01 | 1 | ENV02 | 3.7 | WMSGS01 | 0.3 | BULD02 | 2 | ZVDF02 | 0
45016.2336 | 4.6534 | 600 | 83086.57 | 138.4776 | 583.5 | 2862.47 | 1008.115 | 4454.085 | 78632.485 | 39869.73 | 38762.755 | VRF | 1 | LI01 | 9.9 | ENT01 | 1 | ENV01 | 2.5 | WMSGS01 | 0.3 | BULD01 | 1 | ZVDF02 | 0
45016.2336 | 4.6534 | 600 | 81817.56 | 136.3626 | 583.5 | 2862.47 | 998.1745 | 4444.1445 | 77373.4155 | 39869.73 | 37503.6855 | VRF | 1 | LI01 | 9.9 | ENT01 | 1 | ENV02 | 3.7 | WMSGS01 | 0.3 | BULD03 | 3 | ZVDF01 | 1
45016.2336 | 4.6534 | 600 | 81531.72 | 135.8862 | 583.5 | 2862.47 | 998.512 | 4444.482 | 77087.238 | 39869.73 | 37217.508 | VRF | 1 | LI01 | 9.9 | ENT01 | 1 | ENV02 | 3.7 | WMSGS01 | 0.3 | BULD03 | 3 | ZVDF02 | 0
45016.2336 | 4.6534 | 600 | 81739.86 | 136.2331 | 583.5 | 2862.47 | 959.1906 | 4405.1606 | 77334.6994 | 39869.73 | 37464.9694 | VRF | 1 | LI01 | 9.9 | ENT01 | 1 | ENV02 | 3.7 | WMSGS01 | 0.3 | BULD04 | 4 | ZVDF01 | 1
45016.2336 | 4.6534 | 600 | 81452.59 | 135.7543 | 583.5 | 2862.47 | 959.4913 | 4405.4613 | 77047.1287 | 39869.73 | 37177.3987 | VRF | 1 | LI01 | 9.9 | ENT01 | 1 | ENV02 | 3.7 | WMSGS01 | 0.3 | BULD04 | 4 | ZVDF02 | 0
45016.2336 | 4.6534 | 600 | 81939.54 | 136.5659 | 583.5 | 2862.47 | 975.0102 | 4420.9802 | 77518.5598 | 39869.73 | 37648.8298 | VRF | 1 | LI01 | 9.9 | ENT01 | 1 | ENV02 | 3.7 | WMSGS02 | 0.7 | BULD01 | 1 | ZVDF01 | 1
45016.2336 | 4.6534 | 600 | 81624.76 | 136.0413 | 583.5 | 2862.47 | 975.1976 | 4421.1676 | 77203.5924 | 39869.73 | 37333.8624 | VRF | 1 | LI01 | 9.9 | ENT01 | 1 | ENV02 | 3.7 | WMSGS02 | 0.7 | BULD01 | 1 | ZVDF02 | 0
45016.2336 | 4.6534 | 600 | 82198.07 | 136.9968 | 583.5 | 2862.47 | 1008.3211 | 4454.2911 | 77743.7789 | 39869.73 | 37874.0489 | VRF | 1 | LI01 | 9.9 | ENT01 | 1 | ENV02 | 3.7 | WMSGS02 | 0.7 | BULD02 | 2 | ZVDF01 | 1
45016.2336 | 4.6534 | 600 | 81816.54 | 136.3609 | 583.5 | 2862.47 | 1008.3574 | 4454.3274 | 77362.2126 | 39869.73 | 37492.4826 | VRF | 1 | LI01 | 9.9 | ENT01 | 1 | ENV02 | 3.7 | WMSGS02 | 0.7 | BULD02 | 2 | ZVDF02 | 0
45016.2336 | 4.6534 | 600 | 82494.31 | 137.4905 | 583.5 | 2862.47 | 1026.5219 | 4472.4919 | 78021.8181 | 39869.73 | 38152.0881 | VRF | 1 | LI01 | 9.9 | ENT01 | 1 | ENV02 | 3.7 | WMSGS02 | 0.7 | BULD03 | 3 | ZVDF01 | 1
45016.2336 | 4.6534 | 600 | 82156.08 | 136.9268 | 583.5 | 2862.47 | 1026.483 | 4472.453 | 77683.627 | 39869.73 | 37813.897 | VRF | 1 | LI01 | 9.9 | ENT01 | 1 | ENV02 | 3.7 | WMSGS02 | 0.7 | BULD03 | 3 | ZVDF02 | 0
45016.2336 | 4.6534 | 600 | 84020.8 | 140.0347 | 583.5 | 2862.47 | 1062.4856 | 4508.4556 | 79512.3444 | 39869.73 | 39642.6144 | VRF | 1 | LI01 | 9.9 | ENT01 | 1 | ENV01 | 2.5 | WMSGS01 | 0.3 | BULD02 | 2 | ZVDF01 | 1
45016.2336 | 4.6534 | 600 | 82379.63 | 137.2994 | 583.5 | 2862.47 | 985.2278 | 4431.1978 | 77948.4322 | 39869.73 | 38078.7022 | VRF | 1 | LI01 | 9.9 | ENT01 | 1 | ENV02 | 3.7 | WMSGS02 | 0.7 | BULD04 | 4 | ZVDF01 | 1
45016.2336 | 4.6534 | 600 | 82033.04 | 136.7217 | 583.5 | 2862.47 | 985.4569 | 4431.4269 | 77601.6131 | 39869.73 | 37731.8831 | VRF | 1 | LI01 | 9.9 | ENT01 | 1 | ENV02 | 3.7 | WMSGS02 | 0.7 | BULD04 | 4 | ZVDF02 | 0
45016.2336 | 4.6534 | 600 | 81650.34 | 136.0839 | 583.5 | 2862.47 | 948.5393 | 4394.5093 | 77255.8307 | 39869.73 | 37386.1007 | VRF | 1 | LI01 | 9.9 | ENT02 | 2 | ENV01 | 2.5 | WMSGS01 | 0.3 | BULD01 | 1 | ZVDF01 | 1
45016.2336 | 4.6534 | 600 | 81090.9 | 135.1515 | 583.5 | 2862.47 | 947.877 | 4393.847 | 76697.053 | 39869.73 | 36827.323 | VRF | 1 | LI01 | 9.9 | ENT02 | 2 | ENV01 | 2.5 | WMSGS01 | 0.3 | BULD01 | 1 | ZVDF02 | 0
45016.2336 | 4.6534 | 600 | 81940.68 | 136.5678 | 583.5 | 2862.47 | 964.7117 | 4410.6817 | 77529.9983 | 39869.73 | 37660.2683 | VRF | 1 | LI01 | 9.9 | ENT02 | 2 | ENV01 | 2.5 | WMSGS01 | 0.3 | BULD02 | 2 | ZVDF01 | 1
45016.2336 | 4.6534 | 600 | 81443.52 | 135.7392 | 583.5 | 2862.47 | 963.995 | 4409.965 | 77033.555 | 39869.73 | 37163.825 | VRF | 1 | LI01 | 9.9 | ENT02 | 2 | ENV01 | 2.5 | WMSGS01 | 0.3 | BULD02 | 2 | ZVDF02 | 0
45016.2336 | 4.6534 | 600 | 82343.28 | 137.2388 | 583.5 | 2862.47 | 980.6276 | 4426.5976 | 77916.6824 | 39869.73 | 38046.9524 | VRF | 1 | LI01 | 9.9 | ENT02 | 2 | ENV01 | 2.5 | WMSGS01 | 0.3 | BULD03 | 3 | ZVDF01 | 1
45016.2336 | 4.6534 | 600 | 81859.05 | 136.4317 | 583.5 | 2862.47 | 979.934 | 4425.904 | 77433.146 | 39869.73 | 37563.416 | VRF | 1 | LI01 | 9.9 | ENT02 | 2 | ENV01 | 2.5 | WMSGS01 | 0.3 | BULD03 | 3 | ZVDF02 | 0
45016.2336 | 4.6534 | 600 | 82179.49 | 136.9658 | 583.5 | 2862.47 | 979.6244 | 4425.5944 | 77753.8956 | 39869.73 | 37884.1656 | VRF | 1 | LI01 | 9.9 | ENT02 | 2 | ENV01 | 2.5 | WMSGS01 | 0.3 | BULD04 | 4 | ZVDF01 | 1
45016.2336 | 4.6534 | 600 | 81716.56 | 136.1943 | 583.5 | 2862.47 | 979.0092 | 4424.9792 | 77291.5808 | 39869.73 | 37421.8508 | VRF | 1 | LI01 | 9.9 | ENT02 | 2 | ENV01 | 2.5 | WMSGS01 | 0.3 | BULD04 | 4 | ZVDF02 | 0
45016.2336 | 4.6534 | 600 | 83169.66 | 138.6161 | 583.5 | 2862.47 | 1062.5558 | 4508.5258 | 78661.1342 | 39869.73 | 38791.4042 | VRF | 1 | LI01 | 9.9 | ENT01 | 1 | ENV01 | 2.5 | WMSGS01 | 0.3 | BULD02 | 2 | ZVDF02 | 0
45016.2336 | 4.6534 | 600 | 82163.93 | 136.9399 | 583.5 | 2862.47 | 968.2099 | 4414.1799 | 77749.7501 | 39869.73 | 37880.0201 | VRF | 1 | LI01 | 9.9 | ENT02 | 2 | ENV01 | 2.5 | WMSGS02 | 0.7 | BULD01 | 1 | ZVDF01 | 1
45016.2336 | 4.6534 | 600 | 81718.64 | 136.1977 | 583.5 | 2862.47 | 967.4764 | 4413.4464 | 77305.1936 | 39869.73 | 37435.4636 | VRF | 1 | LI01 | 9.9 | ENT02 | 2 | ENV01 | 2.5 | WMSGS02 | 0.7 | BULD01 | 1 | ZVDF02 | 0
45016.2336 | 4.6534 | 600 | 82619.68 | 137.6995 | 583.5 | 2862.47 | 991.4548 | 4437.4248 | 78182.2552 | 39869.73 | 38312.5252 | VRF | 1 | LI01 | 9.9 | ENT02 | 2 | ENV01 | 2.5 | WMSGS02 | 0.7 | BULD02 | 2 | ZVDF01 | 1
45016.2336 | 4.6534 | 600 | 82183.15 | 136.9719 | 583.5 | 2862.47 | 990.6241 | 4436.5941 | 77746.5559 | 39869.73 | 37876.8259 | VRF | 1 | LI01 | 9.9 | ENT02 | 2 | ENV01 | 2.5 | WMSGS02 | 0.7 | BULD02 | 2 | ZVDF02 | 0
45016.2336 | 4.6534 | 600 | 83159.23 | 138.5987 | 583.5 | 2862.47 | 1013.2611 | 4459.2311 | 78699.9989 | 39869.73 | 38830.2689 | VRF | 1 | LI01 | 9.9 | ENT02 | 2 | ENV01 | 2.5 | WMSGS02 | 0.7 | BULD03 | 3 | ZVDF01 | 1
45016.2336 | 4.6534 | 600 | 82718.88 | 137.8648 | 583.5 | 2862.47 | 1012.514 | 4458.484 | 78260.396 | 39869.73 | 38390.666 | VRF | 1 | LI01 | 9.9 | ENT02 | 2 | ENV01 | 2.5 | WMSGS02 | 0.7 | BULD03 | 3 | ZVDF02 | 0
45016.2336 | 4.6534 | 600 | 82987.81 | 138.313 | 583.5 | 2862.47 | 1012.7773 | 4458.7473 | 78529.0627 | 39869.73 | 38659.3327 | VRF | 1 | LI01 | 9.9 | ENT02 | 2 | ENV01 | 2.5 | WMSGS02 | 0.7 | BULD04 | 4 | ZVDF01 | 1
45016.2336 | 4.6534 | 600 | 82545.1 | 137.5752 | 583.5 | 2862.47 | 1012.0647 | 4458.0347 | 78087.0653 | 39869.73 | 38217.3353 | VRF | 1 | LI01 | 9.9 | ENT02 | 2 | ENV01 | 2.5 | WMSGS02 | 0.7 | BULD04 | 4 | ZVDF02 | 0
45016.2336 | 4.6534 | 600 | 81645.19 | 136.0753 | 583.5 | 2862.47 | 940.4183 | 4386.3883 | 77258.8017 | 39869.73 | 37389.0717 | VRF | 1 | LI01 | 9.9 | ENT02 | 2 | ENV02 | 3.7 | WMSGS01 | 0.3 | BULD01 | 1 | ZVDF01 | 1
45016.2336 | 4.6534 | 600 | 81069.07 | 135.1151 | 583.5 | 2862.47 | 939.8288 | 4385.7988 | 76683.2712 | 39869.73 | 36813.5412 | VRF | 1 | LI01 | 9.9 | ENT02 | 2 | ENV02 | 3.7 | WMSGS01 | 0.3 | BULD01 | 1 | ZVDF02 | 0
45016.2336 | 4.6534 | 600 | 84105.06 | 140.1751 | 583.5 | 2862.47 | 1094.532 | 4540.502 | 79564.558 | 39869.73 | 39694.828 | VRF | 1 | LI01 | 9.9 | ENT01 | 1 | ENV01 | 2.5 | WMSGS01 | 0.3 | BULD03 | 3 | ZVDF01 | 1
45016.2336 | 4.6534 | 600 | 81870.02 | 136.45 | 583.5 | 2862.47 | 949.3739 | 4395.3439 | 77474.6761 | 39869.73 | 37604.9461 | VRF | 1 | LI01 | 9.9 | ENT02 | 2 | ENV02 | 3.7 | WMSGS01 | 0.3 | BULD02 | 2 | ZVDF01 | 1
45016.2336 | 4.6534 | 600 | 81344.83 | 135.5747 | 583.5 | 2862.47 | 948.5833 | 4394.5533 | 76950.2767 | 39869.73 | 37080.5467 | VRF | 1 | LI01 | 9.9 | ENT02 | 2 | ENV02 | 3.7 | WMSGS01 | 0.3 | BULD02 | 2 | ZVDF02 | 0
45016.2336 | 4.6534 | 600 | 82185.76 | 136.9763 | 583.5 | 2862.47 | 958.998 | 4404.968 | 77780.792 | 39869.73 | 37911.062 | VRF | 1 | LI01 | 9.9 | ENT02 | 2 | ENV02 | 3.7 | WMSGS01 | 0.3 | BULD03 | 3 | ZVDF01 | 1
45016.2336 | 4.6534 | 600 | 81670.21 | 136.117 | 583.5 | 2862.47 | 958.1805 | 4404.1505 | 77266.0595 | 39869.73 | 37396.3295 | VRF | 1 | LI01 | 9.9 | ENT02 | 2 | ENV02 | 3.7 | WMSGS01 | 0.3 | BULD03 | 3 | ZVDF02 | 0
45016.2336 | 4.6534 | 600 | 82063.39 | 136.7723 | 583.5 | 2862.47 | 958.7939 | 4404.7639 | 77658.6261 | 39869.73 | 37788.8961 | VRF | 1 | LI01 | 9.9 | ENT02 | 2 | ENV02 | 3.7 | WMSGS01 | 0.3 | BULD04 | 4 | ZVDF01 | 1
45016.2336 | 4.6534 | 600 | 81573.87 | 135.9565 | 583.5 | 2862.47 | 958.0992 | 4404.0692 | 77169.8008 | 39869.73 | 37300.0708 | VRF | 1 | LI01 | 9.9 | ENT02 | 2 | ENV02 | 3.7 | WMSGS01 | 0.3 | BULD04 | 4 | ZVDF02 | 0
45016.2336 | 4.6534 | 600 | 82176.83 | 136.9614 | 583.5 | 2862.47 | 958.9828 | 4404.9528 | 77771.8772 | 39869.73 | 37902.1472 | VRF | 1 | LI01 | 9.9 | ENT02 | 2 | ENV02 | 3.7 | WMSGS02 | 0.7 | BULD01 | 1 | ZVDF01 | 1
45016.2336 | 4.6534 | 600 | 81720.64 | 136.2011 | 583.5 | 2862.47 | 958.1674 | 4404.1374 | 77316.5026 | 39869.73 | 37446.7726 | VRF | 1 | LI01 | 9.9 | ENT02 | 2 | ENV02 | 3.7 | WMSGS02 | 0.7 | BULD01 | 1 | ZVDF02 | 0
45016.2336 | 4.6534 | 600 | 82569.66 | 137.6161 | 583.5 | 2862.47 | 974.2002 | 4420.1702 | 78149.4898 | 39869.73 | 38279.7598 | VRF | 1 | LI01 | 9.9 | ENT02 | 2 | ENV02 | 3.7 | WMSGS02 | 0.7 | BULD02 | 2 | ZVDF01 | 1
45016.2336 | 4.6534 | 600 | 82131.36 | 136.8856 | 583.5 | 2862.47 | 973.3208 | 4419.2908 | 77712.0692 | 39869.73 | 37842.3392 | VRF | 1 | LI01 | 9.9 | ENT02 | 2 | ENV02 | 3.7 | WMSGS02 | 0.7 | BULD02 | 2 | ZVDF02 | 0
45016.2336 | 4.6534 | 600 | 83252.37 | 138.754 | 583.5 | 2862.47 | 1094.6606 | 4540.6306 | 78711.7394 | 39869.73 | 38842.0094 | VRF | 1 | LI01 | 9.9 | ENT01 | 1 | ENV01 | 2.5 | WMSGS01 | 0.3 | BULD03 | 3 | ZVDF02 | 0
45016.2336 | 4.6534 | 600 | 83037.8 | 138.3963 | 583.5 | 2862.47 | 989.6725 | 4435.6425 | 78602.1575 | 39869.73 | 38732.4275 | VRF | 1 | LI01 | 9.9 | ENT02 | 2 | ENV02 | 3.7 | WMSGS02 | 0.7 | BULD03 | 3 | ZVDF01 | 1
45016.2336 | 4.6534 | 600 | 82585.14 | 137.6419 | 583.5 | 2862.47 | 988.8404 | 4434.8104 | 78150.3296 | 39869.73 | 38280.5996 | VRF | 1 | LI01 | 9.9 | ENT02 | 2 | ENV02 | 3.7 | WMSGS02 | 0.7 | BULD03 | 3 | ZVDF02 | 0
45016.2336 | 4.6534 | 600 | 82893.11 | 138.1552 | 583.5 | 2862.47 | 989.2988 | 4435.2688 | 78457.8412 | 39869.73 | 38588.1112 | VRF | 1 | LI01 | 9.9 | ENT02 | 2 | ENV02 | 3.7 | WMSGS02 | 0.7 | BULD04 | 4 | ZVDF01 | 1
45016.2336 | 4.6534 | 600 | 82455.17 | 137.4253 | 583.5 | 2862.47 | 988.634 | 4434.604 | 78020.566 | 39869.73 | 38150.836 | VRF | 1 | LI01 | 9.9 | ENT02 | 2 | ENV02 | 3.7 | WMSGS02 | 0.7 | BULD04 | 4 | ZVDF02 | 0
45016.2336 | 4.6534 | 600 | 112526.81 | 187.5447 | 1391.07 | 2862.47 | 1112.9869 | 5366.5269 | 107160.2831 | 39869.73 | 67290.5531 | VRF | 1 | LI02 | 23.6016 | ENT01 | 1 | ENV01 | 2.5 | WMSGS01 | 0.3 | BULD01 | 1 | ZVDF01 | 1
45016.2336 | 4.6534 | 600 | 111337.4 | 185.5623 | 1391.07 | 2862.47 | 1111.7087 | 5365.2487 | 105972.1513 | 39869.73 | 66102.4213 | VRF | 1 | LI02 | 23.6016 | ENT01 | 1 | ENV01 | 2.5 | WMSGS01 | 0.3 | BULD01 | 1 | ZVDF02 | 0
45016.2336 | 4.6534 | 600 | 112635.25 | 187.7254 | 1391.07 | 2862.47 | 1179.6999 | 5433.2399 | 107202.0101 | 39869.73 | 67332.2801 | VRF | 1 | LI02 | 23.6016 | ENT01 | 1 | ENV01 | 2.5 | WMSGS01 | 0.3 | BULD02 | 2 | ZVDF01 | 1
45016.2336 | 4.6534 | 600 | 111446.91 | 185.7448 | 1391.07 | 2862.47 | 1178.2561 | 5431.7961 | 106015.1139 | 39869.73 | 66145.3839 | VRF | 1 | LI02 | 23.6016 | ENT01 | 1 | ENV01 | 2.5 | WMSGS01 | 0.3 | BULD02 | 2 | ZVDF02 | 0
45016.2336 | 4.6534 | 600 | 112727.13 | 187.8785 | 1391.07 | 2862.47 | 1216.6577 | 5470.1977 | 107256.9323 | 39869.73 | 67387.2023 | VRF | 1 | LI02 | 23.6016 | ENT01 | 1 | ENV01 | 2.5 | WMSGS01 | 0.3 | BULD03 | 3 | ZVDF01 | 1
45016.2336 | 4.6534 | 600 | 111505.42 | 185.8424 | 1391.07 | 2862.47 | 1215.2053 | 5468.7453 | 106036.6747 | 39869.73 | 66166.9447 | VRF | 1 | LI02 | 23.6016 | ENT01 | 1 | ENV01 | 2.5 | WMSGS01 | 0.3 | BULD03 | 3 | ZVDF02 | 0
45016.2336 | 4.6534 | 600 | 83968.33 | 139.9472 | 583.5 | 2862.47 | 996.5862 | 4442.5562 | 79525.7738 | 39869.73 | 39656.0438 | VRF | 1 | LI01 | 9.9 | ENT01 | 1 | ENV01 | 2.5 | WMSGS01 | 0.3 | BULD04 | 4 | ZVDF01 | 1
45016.2336 | 4.6534 | 600 | 112583.77 | 187.6396 | 1391.07 | 2862.47 | 1098.5906 | 5352.1306 | 107231.6394 | 39869.73 | 67361.9094 | VRF | 1 | LI02 | 23.6016 | ENT01 | 1 | ENV01 | 2.5 | WMSGS01 | 0.3 | BULD04 | 4 | ZVDF01 | 1
45016.2336 | 4.6534 | 600 | 111339.16 | 185.5653 | 1391.07 | 2862.47 | 1097.7518 | 5351.2918 | 105987.8682 | 39869.73 | 66118.1382 | VRF | 1 | LI02 | 23.6016 | ENT01 | 1 | ENV01 | 2.5 | WMSGS01 | 0.3 | BULD04 | 4 | ZVDF02 | 0
45016.2336 | 4.6534 | 600 | 112961.29 | 188.2688 | 1391.07 | 2862.47 | 1129.5334 | 5383.0734 | 107578.2166 | 39869.73 | 67708.4866 | VRF | 1 | LI02 | 23.6016 | ENT01 | 1 | ENV01 | 2.5 | WMSGS02 | 0.7 | BULD01 | 1 | ZVDF01 | 1
45016.2336 | 4.6534 | 600 | 111662.48 | 186.1041 | 1391.07 | 2862.47 | 1128.0915 | 5381.6315 | 106280.8485 | 39869.73 | 66411.1185 | VRF | 1 | LI02 | 23.6016 | ENT01 | 1 | ENV01 | 2.5 | WMSGS02 | 0.7 | BULD01 | 1 | ZVDF02 | 0
45016.2336 | 4.6534 | 600 | 113258.09 | 188.7635 | 1391.07 | 2862.47 | 1206.3786 | 5459.9186 | 107798.1714 | 39869.73 | 67928.4414 | VRF | 1 | LI02 | 23.6016 | ENT01 | 1 | ENV01 | 2.5 | WMSGS02 | 0.7 | BULD02 | 2 | ZVDF01 | 1
45016.2336 | 4.6534 | 600 | 111915.36 | 186.5256 | 1391.07 | 2862.47 | 1204.8341 | 5458.3741 | 106456.9859 | 39869.73 | 66587.2559 | VRF | 1 | LI02 | 23.6016 | ENT01 | 1 | ENV01 | 2.5 | WMSGS02 | 0.7 | BULD02 | 2 | ZVDF02 | 0
45016.2336 | 4.6534 | 600 | 113456.16 | 189.0936 | 1391.07 | 2862.47 | 1249.2881 | 5502.8281 | 107953.3319 | 39869.73 | 68083.6019 | VRF | 1 | LI02 | 23.6016 | ENT01 | 1 | ENV01 | 2.5 | WMSGS02 | 0.7 | BULD03 | 3 | ZVDF01 | 1
45016.2336 | 4.6534 | 600 | 112052.52 | 186.7542 | 1391.07 | 2862.47 | 1247.7931 | 5501.3331 | 106551.1869 | 39869.73 | 66681.4569 | VRF | 1 | LI02 | 23.6016 | ENT01 | 1 | ENV01 | 2.5 | WMSGS02 | 0.7 | BULD03 | 3 | ZVDF02 | 0
45016.2336 | 4.6534 | 600 | 113313.98 | 188.8566 | 1391.07 | 2862.47 | 1125.3884 | 5378.9284 | 107935.0516 | 39869.73 | 68065.3216 | VRF | 1 | LI02 | 23.6016 | ENT01 | 1 | ENV01 | 2.5 | WMSGS02 | 0.7 | BULD04 | 4 | ZVDF01 | 1
45016.2336 | 4.6534 | 600 | 111873.56 | 186.4559 | 1391.07 | 2862.47 | 1124.3261 | 5377.8661 | 106495.6939 | 39869.73 | 66625.9639 | VRF | 1 | LI02 | 23.6016 | ENT01 | 1 | ENV01 | 2.5 | WMSGS02 | 0.7 | BULD04 | 4 | ZVDF02 | 0
45016.2336 | 4.6534 | 600 | 83118.88 | 138.5315 | 583.5 | 2862.47 | 996.9323 | 4442.9023 | 78675.9777 | 39869.73 | 38806.2477 | VRF | 1 | LI01 | 9.9 | ENT01 | 1 | ENV01 | 2.5 | WMSGS01 | 0.3 | BULD04 | 4 | ZVDF02 | 0
45016.2336 | 4.6534 | 600 | 110135.66 | 183.5594 | 1391.07 | 2862.47 | 1060.6948 | 5314.2348 | 104821.4252 | 39869.73 | 64951.6952 | VRF | 1 | LI02 | 23.6016 | ENT01 | 1 | ENV02 | 3.7 | WMSGS01 | 0.3 | BULD01 | 1 | ZVDF01 | 1
45016.2336 | 4.6534 | 600 | 109654.27 | 182.7571 | 1391.07 | 2862.47 | 1060.0701 | 5313.6101 | 104340.6599 | 39869.73 | 64470.9299 | VRF | 1 | LI02 | 23.6016 | ENT01 | 1 | ENV02 | 3.7 | WMSGS01 | 0.3 | BULD01 | 1 | ZVDF02 | 0
45016.2336 | 4.6534 | 600 | 110272.18 | 183.787 | 1391.07 | 2862.47 | 1093.9207 | 5347.4607 | 104924.7193 | 39869.73 | 65054.9893 | VRF | 1 | LI02 | 23.6016 | ENT01 | 1 | ENV02 | 3.7 | WMSGS01 | 0.3 | BULD02 | 2 | ZVDF01 | 1
45016.2336 | 4.6534 | 600 | 109742.45 | 182.9041 | 1391.07 | 2862.47 | 1093.3453 | 5346.8853 | 104395.5647 | 39869.73 | 64525.8347 | VRF | 1 | LI02 | 23.6016 | ENT01 | 1 | ENV02 | 3.7 | WMSGS01 | 0.3 | BULD02 | 2 | ZVDF02 | 0
45016.2336 | 4.6534 | 600 | 110379.11 | 183.9652 | 1391.07 | 2862.47 | 1106.8561 | 5360.3961 | 105018.7139 | 39869.73 | 65148.9839 | VRF | 1 | LI02 | 23.6016 | ENT01 | 1 | ENV02 | 3.7 | WMSGS01 | 0.3 | BULD03 | 3 | ZVDF01 | 1
45016.2336 | 4.6534 | 600 | 109858.57 | 183.0976 | 1391.07 | 2862.47 | 1106.3874 | 5359.9274 | 104498.6426 | 39869.73 | 64628.9126 | VRF | 1 | LI02 | 23.6016 | ENT01 | 1 | ENV02 | 3.7 | WMSGS01 | 0.3 | BULD03 | 3 | ZVDF02 | 0
45016.2336 | 4.6534 | 600 | 110318.07 | 183.8635 | 1391.07 | 2862.47 | 1058.8381 | 5312.3781 | 105005.6919 | 39869.73 | 65135.9619 | VRF | 1 | LI02 | 23.6016 | ENT01 | 1 | ENV02 | 3.7 | WMSGS01 | 0.3 | BULD04 | 4 | ZVDF01 | 1
45016.2336 | 4.6534 | 600 | 109797.21 | 182.9953 | 1391.07 | 2862.47 | 1058.5753 | 5312.1153 | 104485.0947 | 39869.73 | 64615.3647 | VRF | 1 | LI02 | 23.6016 | ENT01 | 1 | ENV02 | 3.7 | WMSGS01 | 0.3 | BULD04 | 4 | ZVDF02 | 0
45016.2336 | 4.6534 | 600 | 110526.36 | 184.2106 | 1391.07 | 2862.47 | 1077.8953 | 5331.4353 | 105194.9247 | 39869.73 | 65325.1947 | VRF | 1 | LI02 | 23.6016 | ENT01 | 1 | ENV02 | 3.7 | WMSGS02 | 0.7 | BULD01 | 1 | ZVDF01 | 1
45016.2336 | 4.6534 | 600 | 109934.38 | 183.224 | 1391.07 | 2862.47 | 1077.3657 | 5330.9057 | 104603.4743 | 39869.73 | 64733.7443 | VRF | 1 | LI02 | 23.6016 | ENT01 | 1 | ENV02 | 3.7 | WMSGS02 | 0.7 | BULD01 | 1 | ZVDF02 | 0
45016.2336 | 4.6534 | 600 | 84343.61 | 140.5727 | 583.5 | 2862.47 | 1022.8143 | 4468.7843 | 79874.8257 | 39869.73 | 40005.0957 | VRF | 1 | LI01 | 9.9 | ENT01 | 1 | ENV01 | 2.5 | WMSGS02 | 0.7 | BULD01 | 1 | ZVDF01 | 1
45016.2336 | 4.6534 | 600 | 110818.54 | 184.6976 | 1391.07 | 2862.47 | 1119.4394 | 5372.9794 | 105445.5606 | 39869.73 | 65575.8306 | VRF | 1 | LI02 | 23.6016 | ENT01 | 1 | ENV02 | 3.7 | WMSGS02 | 0.7 | BULD02 | 2 | ZVDF01 | 1
45016.2336 | 4.6534 | 600 | 110124.88 | 183.5415 | 1391.07 | 2862.47 | 1118.6207 | 5372.1607 | 104752.7193 | 39869.73 | 64882.9893 | VRF | 1 | LI02 | 23.6016 | ENT01 | 1 | ENV02 | 3.7 | WMSGS02 | 0.7 | BULD02 | 2 | ZVDF02 | 0
45016.2336 | 4.6534 | 600 | 111023.58 | 185.0393 | 1391.07 | 2862.47 | 1138.7681 | 5392.3081 | 105631.2719 | 39869.73 | 65761.5419 | VRF | 1 | LI02 | 23.6016 | ENT01 | 1 | ENV02 | 3.7 | WMSGS02 | 0.7 | BULD03 | 3 | ZVDF01 | 1
45016.2336 | 4.6534 | 600 | 110321.06 | 183.8684 | 1391.07 | 2862.47 | 1138.2777 | 5391.8177 | 104929.2423 | 39869.73 | 65059.5123 | VRF | 1 | LI02 | 23.6016 | ENT01 | 1 | ENV02 | 3.7 | WMSGS02 | 0.7 | BULD03 | 3 | ZVDF02 | 0
45016.2336 | 4.6534 | 600 | 110962.2 | 184.937 | 1391.07 | 2862.47 | 1087.1898 | 5340.7298 | 105621.4702 | 39869.73 | 65751.7402 | VRF | 1 | LI02 | 23.6016 | ENT01 | 1 | ENV02 | 3.7 | WMSGS02 | 0.7 | BULD04 | 4 | ZVDF01 | 1
45016.2336 | 4.6534 | 600 | 110246.91 | 183.7448 | 1391.07 | 2862.47 | 1086.695 | 5340.235 | 104906.675 | 39869.73 | 65036.945 | VRF | 1 | LI02 | 23.6016 | ENT01 | 1 | ENV02 | 3.7 | WMSGS02 | 0.7 | BULD04 | 4 | ZVDF02 | 0
45016.2336 | 4.6534 | 600 | 110528.8 | 184.2147 | 1391.07 | 2862.47 | 1048.1294 | 5301.6694 | 105227.1306 | 39869.73 | 65357.4006 | VRF | 1 | LI02 | 23.6016 | ENT02 | 2 | ENV01 | 2.5 | WMSGS01 | 0.3 | BULD01 | 1 | ZVDF01 | 1
45016.2336 | 4.6534 | 600 | 110073.46 | 183.4558 | 1391.07 | 2862.47 | 1047.8243 | 5301.3643 | 104772.0957 | 39869.73 | 64902.3657 | VRF | 1 | LI02 | 23.6016 | ENT02 | 2 | ENV01 | 2.5 | WMSGS01 | 0.3 | BULD01 | 1 | ZVDF02 | 0
45016.2336 | 4.6534 | 600 | 110784.57 | 184.6409 | 1391.07 | 2862.47 | 1066.2195 | 5319.7595 | 105464.8105 | 39869.73 | 65595.0805 | VRF | 1 | LI02 | 23.6016 | ENT02 | 2 | ENV01 | 2.5 | WMSGS01 | 0.3 | BULD02 | 2 | ZVDF01 | 1
45016.2336 | 4.6534 | 600 | 110241.29 | 183.7355 | 1391.07 | 2862.47 | 1066.0063 | 5319.5463 | 104921.7437 | 39869.73 | 65052.0137 | VRF | 1 | LI02 | 23.6016 | ENT02 | 2 | ENV01 | 2.5 | WMSGS01 | 0.3 | BULD02 | 2 | ZVDF02 | 0
45016.2336 | 4.6534 | 600 | 83405.74 | 139.0096 | 583.5 | 2862.47 | 1022.9394 | 4468.9094 | 78936.8306 | 39869.73 | 39067.1006 | VRF | 1 | LI01 | 9.9 | ENT01 | 1 | ENV01 | 2.5 | WMSGS02 | 0.7 | BULD01 | 1 | ZVDF02 | 0
45016.2336 | 4.6534 | 600 | 107171.03 | 178.6184 | 583.5 | 2862.47 | 1099.5158 | 4545.4858 | 102625.5442 | 39869.73 | 62755.8142 | Splitao | 2 | LI01 | 9.9 | ENT01 | 1 | ENV01 | 2.5 | WMSGS01 | 0.3 | BULD01 | 1 | ZVDF01 | 1
45016.2336 | 4.6534 | 600 | 133089.36 | 221.8156 | 1391.07 | 2862.47 | 1277.6422 | 5531.1822 | 127558.1778 | 39869.73 | 87688.4478 | Splitao | 2 | LI02 | 23.6016 | ENT02 | 2 | ENV01 | 2.5 | WMSGS01 | 0.3 | BULD03 | 3 | ZVDF01 | 1
45016.2336 | 4.6534 | 600 | 130840.35 | 218.0672 | 1391.07 | 2862.47 | 1271.3684 | 5524.9084 | 125315.4416 | 39869.73 | 85445.7116 | Splitao | 2 | LI02 | 23.6016 | ENT02 | 2 | ENV01 | 2.5 | WMSGS01 | 0.3 | BULD03 | 3 | ZVDF02 | 0
45016.2336 | 4.6534 | 600 | 132828.64 | 221.3811 | 1391.07 | 2862.47 | 1272.057 | 5525.597 | 127303.043 | 39869.73 | 87433.313 | Splitao | 2 | LI02 | 23.6016 | ENT02 | 2 | ENV01 | 2.5 | WMSGS01 | 0.3 | BULD04 | 4 | ZVDF01 | 1
45016.2336 | 4.6534 | 600 | 130398.03 | 217.33 | 1391.07 | 2862.47 | 1269.6298 | 5523.1698 | 124874.8602 | 39869.73 | 85005.1302 | Splitao | 2 | LI02 | 23.6016 | ENT02 | 2 | ENV01 | 2.5 | WMSGS01 | 0.3 | BULD04 | 4 | ZVDF02 | 0
45016.2336 | 4.6534 | 600 | 132795.52 | 221.3259 | 1391.07 | 2862.47 | 1249.8298 | 5503.3698 | 127292.1502 | 39869.73 | 87422.4202 | Splitao | 2 | LI02 | 23.6016 | ENT02 | 2 | ENV01 | 2.5 | WMSGS02 | 0.7 | BULD01 | 1 | ZVDF01 | 1
45016.2336 | 4.6534 | 600 | 130540.52 | 217.5675 | 1391.07 | 2862.47 | 1243.9026 | 5497.4426 | 125043.0774 | 39869.73 | 85173.3474 | Splitao | 2 | LI02 | 23.6016 | ENT02 | 2 | ENV01 | 2.5 | WMSGS02 | 0.7 | BULD01 | 1 | ZVDF02 | 0
45016.2336 | 4.6534 | 600 | 132722.03 | 221.2034 | 1391.07 | 2862.47 | 1311.3268 | 5564.8668 | 127157.1632 | 39869.73 | 87287.4332 | Splitao | 2 | LI02 | 23.6016 | ENT02 | 2 | ENV01 | 2.5 | WMSGS02 | 0.7 | BULD02 | 2 | ZVDF01 | 1
45016.2336 | 4.6534 | 600 | 130254.91 | 217.0915 | 1391.07 | 2862.47 | 1315.1382 | 5568.6782 | 124686.2318 | 39869.73 | 84816.5018 | Splitao | 2 | LI02 | 23.6016 | ENT02 | 2 | ENV01 | 2.5 | WMSGS02 | 0.7 | BULD02 | 2 | ZVDF02 | 0
45016.2336 | 4.6534 | 600 | 135116.76 | 225.1946 | 1391.07 | 2862.47 | 1341.0621 | 5594.6021 | 129522.1579 | 39869.73 | 89652.4279 | Splitao | 2 | LI02 | 23.6016 | ENT02 | 2 | ENV01 | 2.5 | WMSGS02 | 0.7 | BULD03 | 3 | ZVDF01 | 1
45016.2336 | 4.6534 | 600 | 132734.33 | 221.2239 | 1391.07 | 2862.47 | 1335.111 | 5588.651 | 127145.679 | 39869.73 | 87275.949 | Splitao | 2 | LI02 | 23.6016 | ENT02 | 2 | ENV01 | 2.5 | WMSGS02 | 0.7 | BULD03 | 3 | ZVDF02 | 0
45016.2336 | 4.6534 | 600 | 106017.8 | 176.6963 | 583.5 | 2862.47 | 1228.134 | 4674.104 | 101343.696 | 39869.73 | 61473.966 | Splitao | 2 | LI01 | 9.9 | ENT01 | 1 | ENV01 | 2.5 | WMSGS02 | 0.7 | BULD02 | 2 | ZVDF01 | 1
45016.2336 | 4.6534 | 600 | 134507.56 | 224.1793 | 1391.07 | 2862.47 | 1335.4001 | 5588.9401 | 128918.6199 | 39869.73 | 89048.8899 | Splitao | 2 | LI02 | 23.6016 | ENT02 | 2 | ENV01 | 2.5 | WMSGS02 | 0.7 | BULD04 | 4 | ZVDF01 | 1
45016.2336 | 4.6534 | 600 | 131735.2 | 219.5587 | 1391.07 | 2862.47 | 1338.7211 | 5592.2611 | 126142.9389 | 39869.73 | 86273.2089 | Splitao | 2 | LI02 | 23.6016 | ENT02 | 2 | ENV01 | 2.5 | WMSGS02 | 0.7 | BULD04 | 4 | ZVDF02 | 0
45016.2336 | 4.6534 | 600 | 131600.2 | 219.3337 | 1391.07 | 2862.47 | 1195.2992 | 5448.8392 | 126151.3608 | 39869.73 | 86281.6308 | Splitao | 2 | LI02 | 23.6016 | ENT02 | 2 | ENV02 | 3.7 | WMSGS01 | 0.3 | BULD01 | 1 | ZVDF01 | 1
45016.2336 | 4.6534 | 600 | 129428.08 | 215.7135 | 1391.07 | 2862.47 | 1189.323 | 5442.863 | 123985.217 | 39869.73 | 84115.487 | Splitao | 2 | LI02 | 23.6016 | ENT02 | 2 | ENV02 | 3.7 | WMSGS01 | 0.3 | BULD01 | 1 | ZVDF02 | 0
45016.2336 | 4.6534 | 600 | 131276.04 | 218.7934 | 1391.07 | 2862.47 | 1226.0082 | 5479.5482 | 125796.4918 | 39869.73 | 85926.7618 | Splitao | 2 | LI02 | 23.6016 | ENT02 | 2 | ENV02 | 3.7 | WMSGS01 | 0.3 | BULD02 | 2 | ZVDF01 | 1
45016.2336 | 4.6534 | 600 | 128909.76 | 214.8496 | 1391.07 | 2862.47 | 1227.477 | 5481.017 | 123428.743 | 39869.73 | 83559.013 | Splitao | 2 | LI02 | 23.6016 | ENT02 | 2 | ENV02 | 3.7 | WMSGS01 | 0.3 | BULD02 | 2 | ZVDF02 | 0
45016.2336 | 4.6534 | 600 | 132865.7 | 221.4428 | 1391.07 | 2862.47 | 1234.909 | 5488.449 | 127377.251 | 39869.73 | 87507.521 | Splitao | 2 | LI02 | 23.6016 | ENT02 | 2 | ENV02 | 3.7 | WMSGS01 | 0.3 | BULD03 | 3 | ZVDF01 | 1
45016.2336 | 4.6534 | 600 | 130632.05 | 217.7201 | 1391.07 | 2862.47 | 1228.3763 | 5481.9163 | 125150.1337 | 39869.73 | 85280.4037 | Splitao | 2 | LI02 | 23.6016 | ENT02 | 2 | ENV02 | 3.7 | WMSGS01 | 0.3 | BULD03 | 3 | ZVDF02 | 0
45016.2336 | 4.6534 | 600 | 132775.68 | 221.2928 | 1391.07 | 2862.47 | 1230.6938 | 5484.2338 | 127291.4462 | 39869.73 | 87421.7162 | Splitao | 2 | LI02 | 23.6016 | ENT02 | 2 | ENV02 | 3.7 | WMSGS01 | 0.3 | BULD04 | 4 | ZVDF01 | 1
45016.2336 | 4.6534 | 600 | 130113.14 | 216.8552 | 1391.07 | 2862.47 | 1231.5677 | 5485.1077 | 124628.0323 | 39869.73 | 84758.3023 | Splitao | 2 | LI02 | 23.6016 | ENT02 | 2 | ENV02 | 3.7 | WMSGS01 | 0.3 | BULD04 | 4 | ZVDF02 | 0
45016.2336 | 4.6534 | 600 | 103437.55 | 172.3959 | 583.5 | 2862.47 | 1229.7585 | 4675.7285 | 98761.8215 | 39869.73 | 58892.0915 | Splitao | 2 | LI01 | 9.9 | ENT01 | 1 | ENV01 | 2.5 | WMSGS02 | 0.7 | BULD02 | 2 | ZVDF02 | 0
45016.2336 | 4.6534 | 600 | 132838.51 | 221.3975 | 1391.07 | 2862.47 | 1233.4912 | 5487.0312 | 127351.4788 | 39869.73 | 87481.7488 | Splitao | 2 | LI02 | 23.6016 | ENT02 | 2 | ENV02 | 3.7 | WMSGS02 | 0.7 | BULD01 | 1 | ZVDF01 | 1
45016.2336 | 4.6534 | 600 | 130567.27 | 217.6121 | 1391.07 | 2862.47 | 1227.7601 | 5481.3001 | 125085.9699 | 39869.73 | 85216.2399 | Splitao | 2 | LI02 | 23.6016 | ENT02 | 2 | ENV02 | 3.7 | WMSGS02 | 0.7 | BULD01 | 1 | ZVDF02 | 0
45016.2336 | 4.6534 | 600 | 132554.18 | 220.9236 | 1391.07 | 2862.47 | 1281.952 | 5535.492 | 127018.688 | 39869.73 | 87148.958 | Splitao | 2 | LI02 | 23.6016 | ENT02 | 2 | ENV02 | 3.7 | WMSGS02 | 0.7 | BULD02 | 2 | ZVDF01 | 1
45016.2336 | 4.6534 | 600 | 130107.25 | 216.8454 | 1391.07 | 2862.47 | 1285.8174 | 5539.3574 | 124567.8926 | 39869.73 | 84698.1626 | Splitao | 2 | LI02 | 23.6016 | ENT02 | 2 | ENV02 | 3.7 | WMSGS02 | 0.7 | BULD02 | 2 | ZVDF02 | 0
45016.2336 | 4.6534 | 600 | 134948.61 | 224.9143 | 1391.07 | 2862.47 | 1297.4835 | 5551.0235 | 129397.5865 | 39869.73 | 89527.8565 | Splitao | 2 | LI02 | 23.6016 | ENT02 | 2 | ENV02 | 3.7 | WMSGS02 | 0.7 | BULD03 | 3 | ZVDF01 | 1
45016.2336 | 4.6534 | 600 | 132570.24 | 220.9504 | 1391.07 | 2862.47 | 1291.3651 | 5544.9051 | 127025.3349 | 39869.73 | 87155.6049 | Splitao | 2 | LI02 | 23.6016 | ENT02 | 2 | ENV02 | 3.7 | WMSGS02 | 0.7 | BULD03 | 3 | ZVDF02 | 0
45016.2336 | 4.6534 | 600 | 134208.99 | 223.6816 | 1391.07 | 2862.47 | 1297.3355 | 5550.8755 | 128658.1145 | 39869.73 | 88788.3845 | Splitao | 2 | LI02 | 23.6016 | ENT02 | 2 | ENV02 | 3.7 | WMSGS02 | 0.7 | BULD04 | 4 | ZVDF01 | 1
45016.2336 | 4.6534 | 600 | 131440.93 | 219.0682 | 1391.07 | 2862.47 | 1301.1186 | 5554.6586 | 125886.2714 | 39869.73 | 86016.5414 | Splitao | 2 | LI02 | 23.6016 | ENT02 | 2 | ENV02 | 3.7 | WMSGS02 | 0.7 | BULD04 | 4 | ZVDF02 | 0
45016.2336 | 4.6534 | 600 | 109313.62 | 182.1894 | 583.5 | 2862.47 | 1249.4466 | 4695.4166 | 104618.2034 | 39869.73 | 64748.4734 | Splitao | 2 | LI01 | 9.9 | ENT01 | 1 | ENV01 | 2.5 | WMSGS02 | 0.7 | BULD03 | 3 | ZVDF01 | 1
45016.2336 | 4.6534 | 600 | 107101.19 | 178.502 | 583.5 | 2862.47 | 1245.8992 | 4691.8692 | 102409.3208 | 39869.73 | 62539.5908 | Splitao | 2 | LI01 | 9.9 | ENT01 | 1 | ENV01 | 2.5 | WMSGS02 | 0.7 | BULD03 | 3 | ZVDF02 | 0
45016.2336 | 4.6534 | 600 | 108449.31 | 180.7489 | 583.5 | 2862.47 | 1118.6408 | 4564.6108 | 103884.6992 | 39869.73 | 64014.9692 | Splitao | 2 | LI01 | 9.9 | ENT01 | 1 | ENV01 | 2.5 | WMSGS02 | 0.7 | BULD04 | 4 | ZVDF01 | 1
45016.2336 | 4.6534 | 600 | 105720.13 | 176.2002 | 583.5 | 2862.47 | 1118.189 | 4564.159 | 101155.971 | 39869.73 | 61286.241 | Splitao | 2 | LI01 | 9.9 | ENT01 | 1 | ENV01 | 2.5 | WMSGS02 | 0.7 | BULD04 | 4 | ZVDF02 | 0
45016.2336 | 4.6534 | 600 | 100926.16 | 168.2103 | 583.5 | 2862.47 | 1032.3001 | 4478.2701 | 96447.8899 | 39869.73 | 56578.1599 | Splitao | 2 | LI01 | 9.9 | ENT01 | 1 | ENV02 | 3.7 | WMSGS01 | 0.3 | BULD01 | 1 | ZVDF01 | 1
45016.2336 | 4.6534 | 600 | 98994.5 | 164.9908 | 583.5 | 2862.47 | 1030.1488 | 4476.1188 | 94518.3812 | 39869.73 | 54648.6512 | Splitao | 2 | LI01 | 9.9 | ENT01 | 1 | ENV02 | 3.7 | WMSGS01 | 0.3 | BULD01 | 1 | ZVDF02 | 0
45016.2336 | 4.6534 | 600 | 100024.29 | 166.7072 | 583.5 | 2862.47 | 1086.7918 | 4532.7618 | 95491.5282 | 39869.73 | 55621.7982 | Splitao | 2 | LI01 | 9.9 | ENT01 | 1 | ENV02 | 3.7 | WMSGS01 | 0.3 | BULD02 | 2 | ZVDF01 | 1
45016.2336 | 4.6534 | 600 | 97732.42 | 162.8874 | 583.5 | 2862.47 | 1088.2272 | 4534.1972 | 93198.2228 | 39869.73 | 53328.4928 | Splitao | 2 | LI01 | 9.9 | ENT01 | 1 | ENV02 | 3.7 | WMSGS01 | 0.3 | BULD02 | 2 | ZVDF02 | 0
45016.2336 | 4.6534 | 600 | 105293.2 | 175.4887 | 583.5 | 2862.47 | 1095.5369 | 4541.5069 | 100751.6931 | 39869.73 | 60881.9631 | Splitao | 2 | LI01 | 9.9 | ENT01 | 1 | ENV01 | 2.5 | WMSGS01 | 0.3 | BULD01 | 1 | ZVDF02 | 0
45016.2336 | 4.6534 | 600 | 101453.83 | 169.0897 | 583.5 | 2862.47 | 1094.783 | 4540.753 | 96913.077 | 39869.73 | 57043.347 | Splitao | 2 | LI01 | 9.9 | ENT01 | 1 | ENV02 | 3.7 | WMSGS01 | 0.3 | BULD03 | 3 | ZVDF01 | 1
45016.2336 | 4.6534 | 600 | 99400.34 | 165.6672 | 583.5 | 2862.47 | 1093.569 | 4539.539 | 94860.801 | 39869.73 | 54991.071 | Splitao | 2 | LI01 | 9.9 | ENT01 | 1 | ENV02 | 3.7 | WMSGS01 | 0.3 | BULD03 | 3 | ZVDF02 | 0
45016.2336 | 4.6534 | 600 | 101382.85 | 168.9714 | 583.5 | 2862.47 | 1030.1562 | 4476.1262 | 96906.7238 | 39869.73 | 57036.9938 | Splitao | 2 | LI01 | 9.9 | ENT01 | 1 | ENV02 | 3.7 | WMSGS01 | 0.3 | BULD04 | 4 | ZVDF01 | 1
45016.2336 | 4.6534 | 600 | 98834.45 | 164.7241 | 583.5 | 2862.47 | 1031.534 | 4477.504 | 94356.946 | 39869.73 | 54487.216 | Splitao | 2 | LI01 | 9.9 | ENT01 | 1 | ENV02 | 3.7 | WMSGS01 | 0.3 | BULD04 | 4 | ZVDF02 | 0
45016.2336 | 4.6534 | 600 | 101888.49 | 169.8141 | 583.5 | 2862.47 | 1058.4666 | 4504.4366 | 97384.0534 | 39869.73 | 57514.3234 | Splitao | 2 | LI01 | 9.9 | ENT01 | 1 | ENV02 | 3.7 | WMSGS02 | 0.7 | BULD01 | 1 | ZVDF01 | 1
45016.2336 | 4.6534 | 600 | 99879.57 | 166.4659 | 583.5 | 2862.47 | 1056.2188 | 4502.1888 | 95377.3812 | 39869.73 | 55507.6512 | Splitao | 2 | LI01 | 9.9 | ENT01 | 1 | ENV02 | 3.7 | WMSGS02 | 0.7 | BULD01 | 1 | ZVDF02 | 0
45016.2336 | 4.6534 | 600 | 100920.9 | 168.2015 | 583.5 | 2862.47 | 1124.2497 | 4570.2197 | 96350.6803 | 39869.73 | 56480.9503 | Splitao | 2 | LI01 | 9.9 | ENT01 | 1 | ENV02 | 3.7 | WMSGS02 | 0.7 | BULD02 | 2 | ZVDF01 | 1
45016.2336 | 4.6534 | 600 | 98531.01 | 164.2183 | 583.5 | 2862.47 | 1126.4622 | 4572.4322 | 93958.5778 | 39869.73 | 54088.8478 | Splitao | 2 | LI01 | 9.9 | ENT01 | 1 | ENV02 | 3.7 | WMSGS02 | 0.7 | BULD02 | 2 | ZVDF02 | 0
45016.2336 | 4.6534 | 600 | 103089.6 | 171.816 | 583.5 | 2862.47 | 1139.3257 | 4585.2957 | 98504.3043 | 39869.73 | 58634.5743 | Splitao | 2 | LI01 | 9.9 | ENT01 | 1 | ENV02 | 3.7 | WMSGS02 | 0.7 | BULD03 | 3 | ZVDF01 | 1
45016.2336 | 4.6534 | 600 | 100958.92 | 168.2649 | 583.5 | 2862.47 | 1137.7927 | 4583.7627 | 96375.1573 | 39869.73 | 56505.4273 | Splitao | 2 | LI01 | 9.9 | ENT01 | 1 | ENV02 | 3.7 | WMSGS02 | 0.7 | BULD03 | 3 | ZVDF02 | 0
45016.2336 | 4.6534 | 600 | 105702.74 | 176.1712 | 583.5 | 2862.47 | 1195.7013 | 4641.6713 | 101061.0687 | 39869.73 | 61191.3387 | Splitao | 2 | LI01 | 9.9 | ENT01 | 1 | ENV01 | 2.5 | WMSGS01 | 0.3 | BULD02 | 2 | ZVDF01 | 1
45016.2336 | 4.6534 | 600 | 102379 | 170.6317 | 583.5 | 2862.47 | 1074.7489 | 4520.7189 | 97858.2811 | 39869.73 | 57988.5511 | Splitao | 2 | LI01 | 9.9 | ENT01 | 1 | ENV02 | 3.7 | WMSGS02 | 0.7 | BULD04 | 4 | ZVDF01 | 1
45016.2336 | 4.6534 | 600 | 99728.55 | 166.2142 | 583.5 | 2862.47 | 1076.9196 | 4522.8896 | 95205.6604 | 39869.73 | 55335.9304 | Splitao | 2 | LI01 | 9.9 | ENT01 | 1 | ENV02 | 3.7 | WMSGS02 | 0.7 | BULD04 | 4 | ZVDF02 | 0
45016.2336 | 4.6534 | 600 | 99163.79 | 165.273 | 583.5 | 2862.47 | 999.0109 | 4444.9809 | 94718.8091 | 39869.73 | 54849.0791 | Splitao | 2 | LI01 | 9.9 | ENT02 | 2 | ENV01 | 2.5 | WMSGS01 | 0.3 | BULD01 | 1 | ZVDF01 | 1
45016.2336 | 4.6534 | 600 | 97172.73 | 161.9545 | 583.5 | 2862.47 | 994.8521 | 4440.8221 | 92731.9079 | 39869.73 | 52862.1779 | Splitao | 2 | LI01 | 9.9 | ENT02 | 2 | ENV01 | 2.5 | WMSGS01 | 0.3 | BULD01 | 1 | ZVDF02 | 0
45016.2336 | 4.6534 | 600 | 99293.69 | 165.4895 | 583.5 | 2862.47 | 1038.5897 | 4484.5597 | 94809.1303 | 39869.73 | 54939.4003 | Splitao | 2 | LI01 | 9.9 | ENT02 | 2 | ENV01 | 2.5 | WMSGS01 | 0.3 | BULD02 | 2 | ZVDF01 | 1
45016.2336 | 4.6534 | 600 | 97111.17 | 161.8519 | 583.5 | 2862.47 | 1041.184 | 4487.154 | 92624.016 | 39869.73 | 52754.286 | Splitao | 2 | LI01 | 9.9 | ENT02 | 2 | ENV01 | 2.5 | WMSGS01 | 0.3 | BULD02 | 2 | ZVDF02 | 0
45016.2336 | 4.6534 | 600 | 100668.03 | 167.78 | 583.5 | 2862.47 | 1065.7593 | 4511.7293 | 96156.3007 | 39869.73 | 56286.5707 | Splitao | 2 | LI01 | 9.9 | ENT02 | 2 | ENV01 | 2.5 | WMSGS01 | 0.3 | BULD03 | 3 | ZVDF01 | 1
45016.2336 | 4.6534 | 600 | 98647.23 | 164.412 | 583.5 | 2862.47 | 1061.3782 | 4507.3482 | 94139.8818 | 39869.73 | 54270.1518 | Splitao | 2 | LI01 | 9.9 | ENT02 | 2 | ENV01 | 2.5 | WMSGS01 | 0.3 | BULD03 | 3 | ZVDF02 | 0
45016.2336 | 4.6534 | 600 | 100440.69 | 167.4012 | 583.5 | 2862.47 | 1060.341 | 4506.311 | 95934.379 | 39869.73 | 56064.649 | Splitao | 2 | LI01 | 9.9 | ENT02 | 2 | ENV01 | 2.5 | WMSGS01 | 0.3 | BULD04 | 4 | ZVDF01 | 1
45016.2336 | 4.6534 | 600 | 98008.99 | 163.3483 | 583.5 | 2862.47 | 1063.7295 | 4509.6995 | 93499.2905 | 39869.73 | 53629.5605 | Splitao | 2 | LI01 | 9.9 | ENT02 | 2 | ENV01 | 2.5 | WMSGS01 | 0.3 | BULD04 | 4 | ZVDF02 | 0
45016.2336 | 4.6534 | 600 | 103221.5 | 172.0358 | 583.5 | 2862.47 | 1196.531 | 4642.501 | 98578.999 | 39869.73 | 58709.269 | Splitao | 2 | LI01 | 9.9 | ENT01 | 1 | ENV01 | 2.5 | WMSGS01 | 0.3 | BULD02 | 2 | ZVDF02 | 0
45016.2336 | 4.6534 | 600 | 100419.14 | 167.3652 | 583.5 | 2862.47 | 1038.9141 | 4484.8841 | 95934.2559 | 39869.73 | 56064.5259 | Splitao | 2 | LI01 | 9.9 | ENT02 | 2 | ENV01 | 2.5 | WMSGS02 | 0.7 | BULD01 | 1 | ZVDF01 | 1
45016.2336 | 4.6534 | 600 | 98375.17 | 163.9586 | 583.5 | 2862.47 | 1035.4939 | 4481.4639 | 93893.7061 | 39869.73 | 54023.9761 | Splitao | 2 | LI01 | 9.9 | ENT02 | 2 | ENV01 | 2.5 | WMSGS02 | 0.7 | BULD01 | 1 | ZVDF02 | 0
45016.2336 | 4.6534 | 600 | 100733.29 | 167.8888 | 583.5 | 2862.47 | 1095.5957 | 4541.5657 | 96191.7243 | 39869.73 | 56321.9943 | Splitao | 2 | LI01 | 9.9 | ENT02 | 2 | ENV01 | 2.5 | WMSGS02 | 0.7 | BULD02 | 2 | ZVDF01 | 1
45016.2336 | 4.6534 | 600 | 98465.14 | 164.1086 | 583.5 | 2862.47 | 1100.3186 | 4546.2886 | 93918.8514 | 39869.73 | 54049.1214 | Splitao | 2 | LI01 | 9.9 | ENT02 | 2 | ENV01 | 2.5 | WMSGS02 | 0.7 | BULD02 | 2 | ZVDF02 | 0
45016.2336 | 4.6534 | 600 | 102749.86 | 171.2498 | 583.5 | 2862.47 | 1131.6787 | 4577.6487 | 98172.2113 | 39869.73 | 58302.4813 | Splitao | 2 | LI01 | 9.9 | ENT02 | 2 | ENV01 | 2.5 | WMSGS02 | 0.7 | BULD03 | 3 | ZVDF01 | 1
45016.2336 | 4.6534 | 600 | 100611.92 | 167.6865 | 583.5 | 2862.47 | 1127.8474 | 4573.8174 | 96038.1026 | 39869.73 | 56168.3726 | Splitao | 2 | LI01 | 9.9 | ENT02 | 2 | ENV01 | 2.5 | WMSGS02 | 0.7 | BULD03 | 3 | ZVDF02 | 0
45016.2336 | 4.6534 | 600 | 102110.61 | 170.1843 | 583.5 | 2862.47 | 1126.5699 | 4572.5399 | 97538.0701 | 39869.73 | 57668.3401 | Splitao | 2 | LI01 | 9.9 | ENT02 | 2 | ENV01 | 2.5 | WMSGS02 | 0.7 | BULD04 | 4 | ZVDF01 | 1
45016.2336 | 4.6534 | 600 | 99596.68 | 165.9945 | 583.5 | 2862.47 | 1131.9346 | 4577.9046 | 95018.7754 | 39869.73 | 55149.0454 | Splitao | 2 | LI01 | 9.9 | ENT02 | 2 | ENV01 | 2.5 | WMSGS02 | 0.7 | BULD04 | 4 | ZVDF02 | 0
45016.2336 | 4.6534 | 600 | 99085.91 | 165.1432 | 583.5 | 2862.47 | 981.7167 | 4427.6867 | 94658.2233 | 39869.73 | 54788.4933 | Splitao | 2 | LI01 | 9.9 | ENT02 | 2 | ENV02 | 3.7 | WMSGS01 | 0.3 | BULD01 | 1 | ZVDF01 | 1
45016.2336 | 4.6534 | 600 | 97091.88 | 161.8198 | 583.5 | 2862.47 | 977.3183 | 4423.2883 | 92668.5917 | 39869.73 | 52798.8617 | Splitao | 2 | LI01 | 9.9 | ENT02 | 2 | ENV02 | 3.7 | WMSGS01 | 0.3 | BULD01 | 1 | ZVDF02 | 0
45016.2336 | 4.6534 | 600 | 107775.99 | 179.6266 | 583.5 | 2862.47 | 1212.83 | 4658.8 | 103117.19 | 39869.73 | 63247.46 | Splitao | 2 | LI01 | 9.9 | ENT01 | 1 | ENV01 | 2.5 | WMSGS01 | 0.3 | BULD03 | 3 | ZVDF01 | 1
45016.2336 | 4.6534 | 600 | 99047.99 | 165.08 | 583.5 | 2862.47 | 1008.6673 | 4454.6373 | 94593.3527 | 39869.73 | 54723.6227 | Splitao | 2 | LI01 | 9.9 | ENT02 | 2 | ENV02 | 3.7 | WMSGS01 | 0.3 | BULD02 | 2 | ZVDF01 | 1
45016.2336 | 4.6534 | 600 | 96881.13 | 161.4685 | 583.5 | 2862.47 | 1011.1504 | 4457.1204 | 92424.0096 | 39869.73 | 52554.2796 | Splitao | 2 | LI01 | 9.9 | ENT02 | 2 | ENV02 | 3.7 | WMSGS01 | 0.3 | BULD02 | 2 | ZVDF02 | 0
45016.2336 | 4.6534 | 600 | 100315.64 | 167.1927 | 583.5 | 2862.47 | 1022.6511 | 4468.6211 | 95847.0189 | 39869.73 | 55977.2889 | Splitao | 2 | LI01 | 9.9 | ENT02 | 2 | ENV02 | 3.7 | WMSGS01 | 0.3 | BULD03 | 3 | ZVDF01 | 1
45016.2336 | 4.6534 | 600 | 98316.75 | 163.8613 | 583.5 | 2862.47 | 1017.6702 | 4463.6402 | 93853.1098 | 39869.73 | 53983.3798 | Splitao | 2 | LI01 | 9.9 | ENT02 | 2 | ENV02 | 3.7 | WMSGS01 | 0.3 | BULD03 | 3 | ZVDF02 | 0
45016.2336 | 4.6534 | 600 | 100081 | 166.8017 | 583.5 | 2862.47 | 1020.6614 | 4466.6314 | 95614.3686 | 39869.73 | 55744.6386 | Splitao | 2 | LI01 | 9.9 | ENT02 | 2 | ENV02 | 3.7 | WMSGS01 | 0.3 | BULD04 | 4 | ZVDF01 | 1
45016.2336 | 4.6534 | 600 | 97638.43 | 162.7307 | 583.5 | 2862.47 | 1024.2485 | 4470.2185 | 93168.2115 | 39869.73 | 53298.4815 | Splitao | 2 | LI01 | 9.9 | ENT02 | 2 | ENV02 | 3.7 | WMSGS01 | 0.3 | BULD04 | 4 | ZVDF02 | 0
45016.2336 | 4.6534 | 600 | 100369.94 | 167.2832 | 583.5 | 2862.47 | 1021.3577 | 4467.3277 | 95902.6123 | 39869.73 | 56032.8823 | Splitao | 2 | LI01 | 9.9 | ENT02 | 2 | ENV02 | 3.7 | WMSGS02 | 0.7 | BULD01 | 1 | ZVDF01 | 1
45016.2336 | 4.6534 | 600 | 98315.14 | 163.8586 | 583.5 | 2862.47 | 1017.8534 | 4463.8234 | 93851.3166 | 39869.73 | 53981.5866 | Splitao | 2 | LI01 | 9.9 | ENT02 | 2 | ENV02 | 3.7 | WMSGS02 | 0.7 | BULD01 | 1 | ZVDF02 | 0
45016.2336 | 4.6534 | 600 | 100486.16 | 167.4769 | 583.5 | 2862.47 | 1065.1242 | 4511.0942 | 95975.0658 | 39869.73 | 56105.3358 | Splitao | 2 | LI01 | 9.9 | ENT02 | 2 | ENV02 | 3.7 | WMSGS02 | 0.7 | BULD02 | 2 | ZVDF01 | 1
45016.2336 | 4.6534 | 600 | 98241.87 | 163.7365 | 583.5 | 2862.47 | 1069.7051 | 4515.6751 | 93726.1949 | 39869.73 | 53856.4649 | Splitao | 2 | LI01 | 9.9 | ENT02 | 2 | ENV02 | 3.7 | WMSGS02 | 0.7 | BULD02 | 2 | ZVDF02 | 0
45016.2336 | 4.6534 | 600 | 105397.89 | 175.6632 | 583.5 | 2862.47 | 1211.065 | 4657.035 | 100740.855 | 39869.73 | 60871.125 | Splitao | 2 | LI01 | 9.9 | ENT01 | 1 | ENV01 | 2.5 | WMSGS01 | 0.3 | BULD03 | 3 | ZVDF02 | 0
45016.2336 | 4.6534 | 600 | 102419.86 | 170.6998 | 583.5 | 2862.47 | 1088.0476 | 4534.0176 | 97885.8424 | 39869.73 | 58016.1124 | Splitao | 2 | LI01 | 9.9 | ENT02 | 2 | ENV02 | 3.7 | WMSGS02 | 0.7 | BULD03 | 3 | ZVDF01 | 1
45016.2336 | 4.6534 | 600 | 100332.95 | 167.2216 | 583.5 | 2862.47 | 1083.5839 | 4529.5539 | 95803.3961 | 39869.73 | 55933.6661 | Splitao | 2 | LI01 | 9.9 | ENT02 | 2 | ENV02 | 3.7 | WMSGS02 | 0.7 | BULD03 | 3 | ZVDF02 | 0
45016.2336 | 4.6534 | 600 | 101740.96 | 169.5683 | 583.5 | 2862.47 | 1087.2709 | 4533.2409 | 97207.7191 | 39869.73 | 57337.9891 | Splitao | 2 | LI01 | 9.9 | ENT02 | 2 | ENV02 | 3.7 | WMSGS02 | 0.7 | BULD04 | 4 | ZVDF01 | 1
45016.2336 | 4.6534 | 600 | 99239.56 | 165.3993 | 583.5 | 2862.47 | 1092.7152 | 4538.6852 | 94700.8748 | 39869.73 | 54831.1448 | Splitao | 2 | LI01 | 9.9 | ENT02 | 2 | ENV02 | 3.7 | WMSGS02 | 0.7 | BULD04 | 4 | ZVDF02 | 0
45016.2336 | 4.6534 | 600 | 137943.33 | 229.9055 | 1391.07 | 2862.47 | 1252.7879 | 5506.3279 | 132437.0021 | 39869.73 | 92567.2721 | Splitao | 2 | LI02 | 23.6016 | ENT01 | 1 | ENV01 | 2.5 | WMSGS01 | 0.3 | BULD01 | 1 | ZVDF01 | 1
45016.2336 | 4.6534 | 600 | 136079.76 | 226.7996 | 1391.07 | 2862.47 | 1246.8592 | 5500.3992 | 130579.3608 | 39869.73 | 90709.6308 | Splitao | 2 | LI02 | 23.6016 | ENT01 | 1 | ENV01 | 2.5 | WMSGS01 | 0.3 | BULD01 | 1 | ZVDF02 | 0
45016.2336 | 4.6534 | 600 | 136395.42 | 227.3257 | 1391.07 | 2862.47 | 1350.4195 | 5603.9595 | 130791.4605 | 39869.73 | 90921.7305 | Splitao | 2 | LI02 | 23.6016 | ENT01 | 1 | ENV01 | 2.5 | WMSGS01 | 0.3 | BULD02 | 2 | ZVDF01 | 1
45016.2336 | 4.6534 | 600 | 133911.35 | 223.1856 | 1391.07 | 2862.47 | 1349.9937 | 5603.5337 | 128307.8163 | 39869.73 | 88438.0863 | Splitao | 2 | LI02 | 23.6016 | ENT01 | 1 | ENV01 | 2.5 | WMSGS01 | 0.3 | BULD02 | 2 | ZVDF02 | 0
45016.2336 | 4.6534 | 600 | 138453.19 | 230.7553 | 1391.07 | 2862.47 | 1366.7108 | 5620.2508 | 132832.9392 | 39869.73 | 92963.2092 | Splitao | 2 | LI02 | 23.6016 | ENT01 | 1 | ENV01 | 2.5 | WMSGS01 | 0.3 | BULD03 | 3 | ZVDF01 | 1
45016.2336 | 4.6534 | 600 | 136031.69 | 226.7195 | 1391.07 | 2862.47 | 1363.4993 | 5617.0393 | 130414.6507 | 39869.73 | 90544.9207 | Splitao | 2 | LI02 | 23.6016 | ENT01 | 1 | ENV01 | 2.5 | WMSGS01 | 0.3 | BULD03 | 3 | ZVDF02 | 0
45016.2336 | 4.6534 | 600 | 107408.2 | 179.0137 | 583.5 | 2862.47 | 1082.745 | 4528.715 | 102879.485 | 39869.73 | 63009.755 | Splitao | 2 | LI01 | 9.9 | ENT01 | 1 | ENV01 | 2.5 | WMSGS01 | 0.3 | BULD04 | 4 | ZVDF01 | 1
45016.2336 | 4.6534 | 600 | 138197.09 | 230.3285 | 1391.07 | 2862.47 | 1235.7253 | 5489.2653 | 132707.8247 | 39869.73 | 92838.0947 | Splitao | 2 | LI02 | 23.6016 | ENT01 | 1 | ENV01 | 2.5 | WMSGS01 | 0.3 | BULD04 | 4 | ZVDF01 | 1
45016.2336 | 4.6534 | 600 | 136207.55 | 227.0126 | 1391.07 | 2862.47 | 1229.8014 | 5483.3414 | 130724.2086 | 39869.73 | 90854.4786 | Splitao | 2 | LI02 | 23.6016 | ENT01 | 1 | ENV01 | 2.5 | WMSGS01 | 0.3 | BULD04 | 4 | ZVDF02 | 0
45016.2336 | 4.6534 | 600 | 138711.49 | 231.1858 | 1391.07 | 2862.47 | 1274.1477 | 5527.6877 | 133183.8023 | 39869.73 | 93314.0723 | Splitao | 2 | LI02 | 23.6016 | ENT01 | 1 | ENV01 | 2.5 | WMSGS02 | 0.7 | BULD01 | 1 | ZVDF01 | 1
45016.2336 | 4.6534 | 600 | 136816.38 | 228.0273 | 1391.07 | 2862.47 | 1267.68 | 5521.22 | 131295.16 | 39869.73 | 91425.43 | Splitao | 2 | LI02 | 23.6016 | ENT01 | 1 | ENV01 | 2.5 | WMSGS02 | 0.7 | BULD01 | 1 | ZVDF02 | 0
45016.2336 | 4.6534 | 600 | 136594.51 | 227.6575 | 1391.07 | 2862.47 | 1382.7361 | 5636.2761 | 130958.2339 | 39869.73 | 91088.5039 | Splitao | 2 | LI02 | 23.6016 | ENT01 | 1 | ENV01 | 2.5 | WMSGS02 | 0.7 | BULD02 | 2 | ZVDF01 | 1
45016.2336 | 4.6534 | 600 | 133998.04 | 223.3301 | 1391.07 | 2862.47 | 1383.2645 | 5636.8045 | 128361.2355 | 39869.73 | 88491.5055 | Splitao | 2 | LI02 | 23.6016 | ENT01 | 1 | ENV01 | 2.5 | WMSGS02 | 0.7 | BULD02 | 2 | ZVDF02 | 0
45016.2336 | 4.6534 | 600 | 139991.84 | 233.3197 | 1391.07 | 2862.47 | 1402.7776 | 5656.3176 | 134335.5224 | 39869.73 | 94465.7924 | Splitao | 2 | LI02 | 23.6016 | ENT01 | 1 | ENV01 | 2.5 | WMSGS02 | 0.7 | BULD03 | 3 | ZVDF01 | 1
45016.2336 | 4.6534 | 600 | 137669.36 | 229.4489 | 1391.07 | 2862.47 | 1397.8187 | 5651.3587 | 132018.0013 | 39869.73 | 92148.2713 | Splitao | 2 | LI02 | 23.6016 | ENT01 | 1 | ENV01 | 2.5 | WMSGS02 | 0.7 | BULD03 | 3 | ZVDF02 | 0
45016.2336 | 4.6534 | 600 | 139246.68 | 232.0778 | 1391.07 | 2862.47 | 1271.0222 | 5524.5622 | 133722.1178 | 39869.73 | 93852.3878 | Splitao | 2 | LI02 | 23.6016 | ENT01 | 1 | ENV01 | 2.5 | WMSGS02 | 0.7 | BULD04 | 4 | ZVDF01 | 1
45016.2336 | 4.6534 | 600 | 136995.24 | 228.3254 | 1391.07 | 2862.47 | 1265.7413 | 5519.2813 | 131475.9587 | 39869.73 | 91606.2287 | Splitao | 2 | LI02 | 23.6016 | ENT01 | 1 | ENV01 | 2.5 | WMSGS02 | 0.7 | BULD04 | 4 | ZVDF02 | 0
45016.2336 | 4.6534 | 600 | 105504.24 | 175.8404 | 583.5 | 2862.47 | 1080.4136 | 4526.3836 | 100977.8564 | 39869.73 | 61108.1264 | Splitao | 2 | LI01 | 9.9 | ENT01 | 1 | ENV01 | 2.5 | WMSGS01 | 0.3 | BULD04 | 4 | ZVDF02 | 0
45016.2336 | 4.6534 | 600 | 132332.62 | 220.5544 | 1391.07 | 2862.47 | 1201.8048 | 5455.3448 | 126877.2752 | 39869.73 | 87007.5452 | Splitao | 2 | LI02 | 23.6016 | ENT01 | 1 | ENV02 | 3.7 | WMSGS01 | 0.3 | BULD01 | 1 | ZVDF01 | 1
45016.2336 | 4.6534 | 600 | 130213.32 | 217.0222 | 1391.07 | 2862.47 | 1198.4036 | 5451.9436 | 124761.3764 | 39869.73 | 84891.6464 | Splitao | 2 | LI02 | 23.6016 | ENT01 | 1 | ENV02 | 3.7 | WMSGS01 | 0.3 | BULD01 | 1 | ZVDF02 | 0
45016.2336 | 4.6534 | 600 | 131159.32 | 218.5989 | 1391.07 | 2862.47 | 1258.9959 | 5512.5359 | 125646.7841 | 39869.73 | 85777.0541 | Splitao | 2 | LI02 | 23.6016 | ENT01 | 1 | ENV02 | 3.7 | WMSGS01 | 0.3 | BULD02 | 2 | ZVDF01 | 1
45016.2336 | 4.6534 | 600 | 128739.5 | 214.5658 | 1391.07 | 2862.47 | 1259.4957 | 5513.0357 | 123226.4643 | 39869.73 | 83356.7343 | Splitao | 2 | LI02 | 23.6016 | ENT01 | 1 | ENV02 | 3.7 | WMSGS01 | 0.3 | BULD02 | 2 | ZVDF02 | 0
45016.2336 | 4.6534 | 600 | 132804.93 | 221.3415 | 1391.07 | 2862.47 | 1265.2297 | 5518.7697 | 127286.1603 | 39869.73 | 87416.4303 | Splitao | 2 | LI02 | 23.6016 | ENT01 | 1 | ENV02 | 3.7 | WMSGS01 | 0.3 | BULD03 | 3 | ZVDF01 | 1
45016.2336 | 4.6534 | 600 | 130603.04 | 217.6717 | 1391.07 | 2862.47 | 1262.4009 | 5515.9409 | 125087.0991 | 39869.73 | 85217.3691 | Splitao | 2 | LI02 | 23.6016 | ENT01 | 1 | ENV02 | 3.7 | WMSGS01 | 0.3 | BULD03 | 3 | ZVDF02 | 0
45016.2336 | 4.6534 | 600 | 132797.7 | 221.3295 | 1391.07 | 2862.47 | 1199.1265 | 5452.6665 | 127345.0335 | 39869.73 | 87475.3035 | Splitao | 2 | LI02 | 23.6016 | ENT01 | 1 | ENV02 | 3.7 | WMSGS01 | 0.3 | BULD04 | 4 | ZVDF01 | 1
45016.2336 | 4.6534 | 600 | 130503.41 | 217.5057 | 1391.07 | 2862.47 | 1196.6797 | 5450.2197 | 125053.1903 | 39869.73 | 85183.4603 | Splitao | 2 | LI02 | 23.6016 | ENT01 | 1 | ENV02 | 3.7 | WMSGS01 | 0.3 | BULD04 | 4 | ZVDF02 | 0
45016.2336 | 4.6534 | 600 | 133275.18 | 222.1253 | 1391.07 | 2862.47 | 1227.2523 | 5480.7923 | 127794.3877 | 39869.73 | 87924.6577 | Splitao | 2 | LI02 | 23.6016 | ENT01 | 1 | ENV02 | 3.7 | WMSGS02 | 0.7 | BULD01 | 1 | ZVDF01 | 1
45016.2336 | 4.6534 | 600 | 131065.39 | 218.4423 | 1391.07 | 2862.47 | 1223.9093 | 5477.4493 | 125587.9407 | 39869.73 | 85718.2107 | Splitao | 2 | LI02 | 23.6016 | ENT01 | 1 | ENV02 | 3.7 | WMSGS02 | 0.7 | BULD01 | 1 | ZVDF02 | 0
45016.2336 | 4.6534 | 600 | 107993.49 | 179.9891 | 583.5 | 2862.47 | 1120.9794 | 4566.9494 | 103426.5406 | 39869.73 | 63556.8106 | Splitao | 2 | LI01 | 9.9 | ENT01 | 1 | ENV01 | 2.5 | WMSGS02 | 0.7 | BULD01 | 1 | ZVDF01 | 1
45016.2336 | 4.6534 | 600 | 131928.19 | 219.8803 | 1391.07 | 2862.47 | 1296.0532 | 5549.5932 | 126378.5968 | 39869.73 | 86508.8668 | Splitao | 2 | LI02 | 23.6016 | ENT01 | 1 | ENV02 | 3.7 | WMSGS02 | 0.7 | BULD02 | 2 | ZVDF01 | 1
45016.2336 | 4.6534 | 600 | 129402.48 | 215.6708 | 1391.07 | 2862.47 | 1297.5184 | 5551.0584 | 123851.4216 | 39869.73 | 83981.6916 | Splitao | 2 | LI02 | 23.6016 | ENT01 | 1 | ENV02 | 3.7 | WMSGS02 | 0.7 | BULD02 | 2 | ZVDF02 | 0
45016.2336 | 4.6534 | 600 | 134438.12 | 224.0635 | 1391.07 | 2862.47 | 1308.6256 | 5562.1656 | 128875.9544 | 39869.73 | 89006.2244 | Splitao | 2 | LI02 | 23.6016 | ENT01 | 1 | ENV02 | 3.7 | WMSGS02 | 0.7 | BULD03 | 3 | ZVDF01 | 1
45016.2336 | 4.6534 | 600 | 132108.98 | 220.1816 | 1391.07 | 2862.47 | 1305.7923 | 5559.3323 | 126549.6477 | 39869.73 | 86679.9177 | Splitao | 2 | LI02 | 23.6016 | ENT01 | 1 | ENV02 | 3.7 | WMSGS02 | 0.7 | BULD03 | 3 | ZVDF02 | 0
45016.2336 | 4.6534 | 600 | 133948.28 | 223.2471 | 1391.07 | 2862.47 | 1241.7785 | 5495.3185 | 128452.9615 | 39869.73 | 88583.2315 | Splitao | 2 | LI02 | 23.6016 | ENT01 | 1 | ENV02 | 3.7 | WMSGS02 | 0.7 | BULD04 | 4 | ZVDF01 | 1
45016.2336 | 4.6534 | 600 | 131112 | 218.52 | 1391.07 | 2862.47 | 1242.8173 | 5496.3573 | 125615.6427 | 39869.73 | 85745.9127 | Splitao | 2 | LI02 | 23.6016 | ENT01 | 1 | ENV02 | 3.7 | WMSGS02 | 0.7 | BULD04 | 4 | ZVDF02 | 0
45016.2336 | 4.6534 | 600 | 131590.36 | 219.3173 | 1391.07 | 2862.47 | 1211.2278 | 5464.7678 | 126125.5922 | 39869.73 | 86255.8622 | Splitao | 2 | LI02 | 23.6016 | ENT02 | 2 | ENV01 | 2.5 | WMSGS01 | 0.3 | BULD01 | 1 | ZVDF01 | 1
45016.2336 | 4.6534 | 600 | 129425.9 | 215.7098 | 1391.07 | 2862.47 | 1205.115 | 5458.655 | 123967.245 | 39869.73 | 84097.515 | Splitao | 2 | LI02 | 23.6016 | ENT02 | 2 | ENV01 | 2.5 | WMSGS01 | 0.3 | BULD01 | 1 | ZVDF02 | 0
45016.2336 | 4.6534 | 600 | 131434.98 | 219.0583 | 1391.07 | 2862.47 | 1254.6675 | 5508.2075 | 125926.7725 | 39869.73 | 86057.0425 | Splitao | 2 | LI02 | 23.6016 | ENT02 | 2 | ENV01 | 2.5 | WMSGS01 | 0.3 | BULD02 | 2 | ZVDF01 | 1
45016.2336 | 4.6534 | 600 | 129058.79 | 215.098 | 1391.07 | 2862.47 | 1256.1335 | 5509.6735 | 123549.1165 | 39869.73 | 83679.3865 | Splitao | 2 | LI02 | 23.6016 | ENT02 | 2 | ENV01 | 2.5 | WMSGS01 | 0.3 | BULD02 | 2 | ZVDF02 | 0
45016.2336 | 4.6534 | 600 | 106085.68 | 176.8095 | 583.5 | 2862.47 | 1116.5874 | 4562.5574 | 101523.1226 | 39869.73 | 61653.3926 | Splitao | 2 | LI01 | 9.9 | ENT01 | 1 | ENV01 | 2.5 | WMSGS02 | 0.7 | BULD01 | 1 | ZVDF02 | 0
54061.3661 | 4.7329 | 600 | 86282.12 | 143.8035 | 583.5 | 2862.47 | 1108.8091 | 4554.7791 | 81727.3409 | 39869.73 | 41857.6109 | VRF | 1 | LI01 | 9.9 | ENT01 | 1 | ENV01 | 2.5 | WMSGS01 | 0.3 | BULD01 | 1 | ZVDF01 | 1
54061.3661 | 4.7329 | 600 | 112276.69 | 187.1278 | 1391.07 | 2862.47 | 1133.2754 | 5386.8154 | 106889.8746 | 39869.73 | 67020.1446 | VRF | 1 | LI02 | 23.6016 | ENT02 | 2 | ENV01 | 2.5 | WMSGS01 | 0.3 | BULD03 | 3 | ZVDF01 | 1
54061.3661 | 4.7329 | 600 | 111174.7 | 185.2912 | 1391.07 | 2862.47 | 1132.9023 | 5386.4423 | 105788.2577 | 39869.73 | 65918.5277 | VRF | 1 | LI02 | 23.6016 | ENT02 | 2 | ENV01 | 2.5 | WMSGS01 | 0.3 | BULD03 | 3 | ZVDF02 | 0
54061.3661 | 4.7329 | 600 | 112308.7 | 187.1812 | 1391.07 | 2862.47 | 1135.9884 | 5389.5284 | 106919.1716 | 39869.73 | 67049.4416 | VRF | 1 | LI02 | 23.6016 | ENT02 | 2 | ENV01 | 2.5 | WMSGS01 | 0.3 | BULD04 | 4 | ZVDF01 | 1
54061.3661 | 4.7329 | 600 | 111145.97 | 185.2433 | 1391.07 | 2862.47 | 1135.648 | 5389.188 | 105756.782 | 39869.73 | 65887.052 | VRF | 1 | LI02 | 23.6016 | ENT02 | 2 | ENV01 | 2.5 | WMSGS01 | 0.3 | BULD04 | 4 | ZVDF02 | 0
54061.3661 | 4.7329 | 600 | 112304.89 | 187.1748 | 1391.07 | 2862.47 | 1121.633 | 5375.173 | 106929.717 | 39869.73 | 67059.987 | VRF | 1 | LI02 | 23.6016 | ENT02 | 2 | ENV01 | 2.5 | WMSGS02 | 0.7 | BULD01 | 1 | ZVDF01 | 1
54061.3661 | 4.7329 | 600 | 111114.57 | 185.1909 | 1391.07 | 2862.47 | 1121.3958 | 5374.9358 | 105739.6342 | 39869.73 | 65869.9042 | VRF | 1 | LI02 | 23.6016 | ENT02 | 2 | ENV01 | 2.5 | WMSGS02 | 0.7 | BULD01 | 1 | ZVDF02 | 0
54061.3661 | 4.7329 | 600 | 112956.86 | 188.2614 | 1391.07 | 2862.47 | 1164.6269 | 5418.1669 | 107538.6931 | 39869.73 | 67668.9631 | VRF | 1 | LI02 | 23.6016 | ENT02 | 2 | ENV01 | 2.5 | WMSGS02 | 0.7 | BULD02 | 2 | ZVDF01 | 1
54061.3661 | 4.7329 | 600 | 111493.97 | 185.8233 | 1391.07 | 2862.47 | 1164.4642 | 5418.0042 | 106075.9658 | 39869.73 | 66206.2358 | VRF | 1 | LI02 | 23.6016 | ENT02 | 2 | ENV01 | 2.5 | WMSGS02 | 0.7 | BULD02 | 2 | ZVDF02 | 0
54061.3661 | 4.7329 | 600 | 113034.55 | 188.3909 | 1391.07 | 2862.47 | 1178.7028 | 5432.2428 | 107602.3072 | 39869.73 | 67732.5772 | VRF | 1 | LI02 | 23.6016 | ENT02 | 2 | ENV01 | 2.5 | WMSGS02 | 0.7 | BULD03 | 3 | ZVDF01 | 1
54061.3661 | 4.7329 | 600 | 111661.49 | 186.1025 | 1391.07 | 2862.47 | 1178.1733 | 5431.7133 | 106229.7767 | 39869.73 | 66360.0467 | VRF | 1 | LI02 | 23.6016 | ENT02 | 2 | ENV01 | 2.5 | WMSGS02 | 0.7 | BULD03 | 3 | ZVDF02 | 0
54061.3661 | 4.7329 | 600 | 87110.68 | 145.1845 | 583.5 | 2862.47 | 1181.2079 | 4627.1779 | 82483.5021 | 39869.73 | 42613.7721 | VRF | 1 | LI01 | 9.9 | ENT01 | 1 | ENV01 | 2.5 | WMSGS02 | 0.7 | BULD02 | 2 | ZVDF01 | 1
54061.3661 | 4.7329 | 600 | 113130.87 | 188.5514 | 1391.07 | 2862.47 | 1182.653 | 5436.193 | 107694.677 | 39869.73 | 67824.947 | VRF | 1 | LI02 | 23.6016 | ENT02 | 2 | ENV01 | 2.5 | WMSGS02 | 0.7 | BULD04 | 4 | ZVDF01 | 1
54061.3661 | 4.7329 | 600 | 111634.62 | 186.0577 | 1391.07 | 2862.47 | 1182.9226 | 5436.4626 | 106198.1574 | 39869.73 | 66328.4274 | VRF | 1 | LI02 | 23.6016 | ENT02 | 2 | ENV01 | 2.5 | WMSGS02 | 0.7 | BULD04 | 4 | ZVDF02 | 0
54061.3661 | 4.7329 | 600 | 111795.32 | 186.3255 | 1391.07 | 2862.47 | 1077.2341 | 5330.7741 | 106464.5459 | 39869.73 | 66594.8159 | VRF | 1 | LI02 | 23.6016 | ENT02 | 2 | ENV02 | 3.7 | WMSGS01 | 0.3 | BULD01 | 1 | ZVDF01 | 1
54061.3661 | 4.7329 | 600 | 110794.51 | 184.6575 | 1391.07 | 2862.47 | 1077.0818 | 5330.6218 | 105463.8882 | 39869.73 | 65594.1582 | VRF | 1 | LI02 | 23.6016 | ENT02 | 2 | ENV02 | 3.7 | WMSGS01 | 0.3 | BULD01 | 1 | ZVDF02 | 0
54061.3661 | 4.7329 | 600 | 112082.22 | 186.8037 | 1391.07 | 2862.47 | 1092.3018 | 5345.8418 | 106736.3782 | 39869.73 | 66866.6482 | VRF | 1 | LI02 | 23.6016 | ENT02 | 2 | ENV02 | 3.7 | WMSGS01 | 0.3 | BULD02 | 2 | ZVDF01 | 1
54061.3661 | 4.7329 | 600 | 110967.7 | 184.9462 | 1391.07 | 2862.47 | 1092.101 | 5345.641 | 105622.059 | 39869.73 | 65752.329 | VRF | 1 | LI02 | 23.6016 | ENT02 | 2 | ENV02 | 3.7 | WMSGS01 | 0.3 | BULD02 | 2 | ZVDF02 | 0
54061.3661 | 4.7329 | 600 | 112132.15 | 186.8869 | 1391.07 | 2862.47 | 1099.0977 | 5352.6377 | 106779.5123 | 39869.73 | 66909.7823 | VRF | 1 | LI02 | 23.6016 | ENT02 | 2 | ENV02 | 3.7 | WMSGS01 | 0.3 | BULD03 | 3 | ZVDF01 | 1
54061.3661 | 4.7329 | 600 | 111071.11 | 185.1185 | 1391.07 | 2862.47 | 1098.9008 | 5352.4408 | 105718.6692 | 39869.73 | 65848.9392 | VRF | 1 | LI02 | 23.6016 | ENT02 | 2 | ENV02 | 3.7 | WMSGS01 | 0.3 | BULD03 | 3 | ZVDF02 | 0
54061.3661 | 4.7329 | 600 | 112162.01 | 186.9367 | 1391.07 | 2862.47 | 1100.1329 | 5353.6729 | 106808.3371 | 39869.73 | 66938.6071 | VRF | 1 | LI02 | 23.6016 | ENT02 | 2 | ENV02 | 3.7 | WMSGS01 | 0.3 | BULD04 | 4 | ZVDF01 | 1
54061.3661 | 4.7329 | 600 | 111056.36 | 185.0939 | 1391.07 | 2862.47 | 1099.9932 | 5353.5332 | 105702.8268 | 39869.73 | 65833.0968 | VRF | 1 | LI02 | 23.6016 | ENT02 | 2 | ENV02 | 3.7 | WMSGS01 | 0.3 | BULD04 | 4 | ZVDF02 | 0
54061.3661 | 4.7329 | 600 | 85291.05 | 142.1517 | 583.5 | 2862.47 | 1180.3093 | 4626.2793 | 80664.7707 | 39869.73 | 40795.0407 | VRF | 1 | LI01 | 9.9 | ENT01 | 1 | ENV01 | 2.5 | WMSGS02 | 0.7 | BULD02 | 2 | ZVDF02 | 0
54061.3661 | 4.7329 | 600 | 112262.27 | 187.1038 | 1391.07 | 2862.47 | 1100.9813 | 5354.5213 | 106907.7487 | 39869.73 | 67038.0187 | VRF | 1 | LI02 | 23.6016 | ENT02 | 2 | ENV02 | 3.7 | WMSGS02 | 0.7 | BULD01 | 1 | ZVDF01 | 1
54061.3661 | 4.7329 | 600 | 111102.99 | 185.1716 | 1391.07 | 2862.47 | 1100.7868 | 5354.3268 | 105748.6632 | 39869.73 | 65878.9332 | VRF | 1 | LI02 | 23.6016 | ENT02 | 2 | ENV02 | 3.7 | WMSGS02 | 0.7 | BULD01 | 1 | ZVDF02 | 0
54061.3661 | 4.7329 | 600 | 112825.42 | 188.0424 | 1391.07 | 2862.47 | 1129.2551 | 5382.7951 | 107442.6249 | 39869.73 | 67572.8949 | VRF | 1 | LI02 | 23.6016 | ENT02 | 2 | ENV02 | 3.7 | WMSGS02 | 0.7 | BULD02 | 2 | ZVDF01 | 1
54061.3661 | 4.7329 | 600 | 111416.95 | 185.6949 | 1391.07 | 2862.47 | 1128.8139 | 5382.3539 | 106034.5961 | 39869.73 | 66164.8661 | VRF | 1 | LI02 | 23.6016 | ENT02 | 2 | ENV02 | 3.7 | WMSGS02 | 0.7 | BULD02 | 2 | ZVDF02 | 0
54061.3661 | 4.7329 | 600 | 112892.98 | 188.155 | 1391.07 | 2862.47 | 1140.265 | 5393.805 | 107499.175 | 39869.73 | 67629.445 | VRF | 1 | LI02 | 23.6016 | ENT02 | 2 | ENV02 | 3.7 | WMSGS02 | 0.7 | BULD03 | 3 | ZVDF01 | 1
54061.3661 | 4.7329 | 600 | 111554.95 | 185.9249 | 1391.07 | 2862.47 | 1139.9607 | 5393.5007 | 106161.4493 | 39869.73 | 66291.7193 | VRF | 1 | LI02 | 23.6016 | ENT02 | 2 | ENV02 | 3.7 | WMSGS02 | 0.7 | BULD03 | 3 | ZVDF02 | 0
54061.3661 | 4.7329 | 600 | 112971.23 | 188.2854 | 1391.07 | 2862.47 | 1142.7988 | 5396.3388 | 107574.8912 | 39869.73 | 67705.1612 | VRF | 1 | LI02 | 23.6016 | ENT02 | 2 | ENV02 | 3.7 | WMSGS02 | 0.7 | BULD04 | 4 | ZVDF01 | 1
54061.3661 | 4.7329 | 600 | 111543.19 | 185.9053 | 1391.07 | 2862.47 | 1142.9047 | 5396.4447 | 106146.7453 | 39869.73 | 66277.0153 | VRF | 1 | LI02 | 23.6016 | ENT02 | 2 | ENV02 | 3.7 | WMSGS02 | 0.7 | BULD04 | 4 | ZVDF02 | 0
54061.3661 | 4.7329 | 600 | 87186.99 | 145.3117 | 583.5 | 2862.47 | 1212.8084 | 4658.7784 | 82528.2116 | 39869.73 | 42658.4816 | VRF | 1 | LI01 | 9.9 | ENT01 | 1 | ENV01 | 2.5 | WMSGS02 | 0.7 | BULD03 | 3 | ZVDF01 | 1
54061.3661 | 4.7329 | 600 | 85383.54 | 142.3059 | 583.5 | 2862.47 | 1211.8657 | 4657.8357 | 80725.7043 | 39869.73 | 40855.9743 | VRF | 1 | LI01 | 9.9 | ENT01 | 1 | ENV01 | 2.5 | WMSGS02 | 0.7 | BULD03 | 3 | ZVDF02 | 0
54061.3661 | 4.7329 | 600 | 87084.38 | 145.1406 | 583.5 | 2862.47 | 1109.3803 | 4555.3503 | 82529.0297 | 39869.73 | 42659.2997 | VRF | 1 | LI01 | 9.9 | ENT01 | 1 | ENV01 | 2.5 | WMSGS02 | 0.7 | BULD04 | 4 | ZVDF01 | 1
54061.3661 | 4.7329 | 600 | 85236.63 | 142.061 | 583.5 | 2862.47 | 1108.5147 | 4554.4847 | 80682.1453 | 39869.73 | 40812.4153 | VRF | 1 | LI01 | 9.9 | ENT01 | 1 | ENV01 | 2.5 | WMSGS02 | 0.7 | BULD04 | 4 | ZVDF02 | 0
54061.3661 | 4.7329 | 600 | 83501.77 | 139.1696 | 583.5 | 2862.47 | 1027.9332 | 4473.9032 | 79027.8668 | 39869.73 | 39158.1368 | VRF | 1 | LI01 | 9.9 | ENT01 | 1 | ENV02 | 3.7 | WMSGS01 | 0.3 | BULD01 | 1 | ZVDF01 | 1
54061.3661 | 4.7329 | 600 | 82631.08 | 137.7185 | 583.5 | 2862.47 | 1027.0349 | 4473.0049 | 78158.0751 | 39869.73 | 38288.3451 | VRF | 1 | LI01 | 9.9 | ENT01 | 1 | ENV02 | 3.7 | WMSGS01 | 0.3 | BULD01 | 1 | ZVDF02 | 0
54061.3661 | 4.7329 | 600 | 83654.13 | 139.4236 | 583.5 | 2862.47 | 1048.0075 | 4493.9775 | 79160.1525 | 39869.73 | 39290.4225 | VRF | 1 | LI01 | 9.9 | ENT01 | 1 | ENV02 | 3.7 | WMSGS01 | 0.3 | BULD02 | 2 | ZVDF01 | 1
54061.3661 | 4.7329 | 600 | 82741.5 | 137.9025 | 583.5 | 2862.47 | 1047.8204 | 4493.7904 | 78247.7096 | 39869.73 | 38377.9796 | VRF | 1 | LI01 | 9.9 | ENT01 | 1 | ENV02 | 3.7 | WMSGS01 | 0.3 | BULD02 | 2 | ZVDF02 | 0
54061.3661 | 4.7329 | 600 | 84705.69 | 141.1761 | 583.5 | 2862.47 | 1108.2217 | 4554.1917 | 80151.4983 | 39869.73 | 40281.7683 | VRF | 1 | LI01 | 9.9 | ENT01 | 1 | ENV01 | 2.5 | WMSGS01 | 0.3 | BULD01 | 1 | ZVDF02 | 0
54061.3661 | 4.7329 | 600 | 83783.34 | 139.6389 | 583.5 | 2862.47 | 1056.9643 | 4502.9343 | 79280.4057 | 39869.73 | 39410.6757 | VRF | 1 | LI01 | 9.9 | ENT01 | 1 | ENV02 | 3.7 | WMSGS01 | 0.3 | BULD03 | 3 | ZVDF01 | 1
54061.3661 | 4.7329 | 600 | 82923.66 | 138.2061 | 583.5 | 2862.47 | 1056.7188 | 4502.6888 | 78420.9712 | 39869.73 | 38551.2412 | VRF | 1 | LI01 | 9.9 | ENT01 | 1 | ENV02 | 3.7 | WMSGS01 | 0.3 | BULD03 | 3 | ZVDF02 | 0
54061.3661 | 4.7329 | 600 | 83686.37 | 139.4773 | 583.5 | 2862.47 | 1022.4071 | 4468.3771 | 79217.9929 | 39869.73 | 39348.2629 | VRF | 1 | LI01 | 9.9 | ENT01 | 1 | ENV02 | 3.7 | WMSGS01 | 0.3 | BULD04 | 4 | ZVDF01 | 1
54061.3661 | 4.7329 | 600 | 82827.17 | 138.0453 | 583.5 | 2862.47 | 1021.6267 | 4467.5967 | 78359.5733 | 39869.73 | 38489.8433 | VRF | 1 | LI01 | 9.9 | ENT01 | 1 | ENV02 | 3.7 | WMSGS01 | 0.3 | BULD04 | 4 | ZVDF02 | 0
54061.3661 | 4.7329 | 600 | 83905.42 | 139.8424 | 583.5 | 2862.47 | 1044.7092 | 4490.6792 | 79414.7408 | 39869.73 | 39545.0108 | VRF | 1 | LI01 | 9.9 | ENT01 | 1 | ENV02 | 3.7 | WMSGS02 | 0.7 | BULD01 | 1 | ZVDF01 | 1
54061.3661 | 4.7329 | 600 | 82993.37 | 138.3223 | 583.5 | 2862.47 | 1043.9289 | 4489.8989 | 78503.4711 | 39869.73 | 38633.7411 | VRF | 1 | LI01 | 9.9 | ENT01 | 1 | ENV02 | 3.7 | WMSGS02 | 0.7 | BULD01 | 1 | ZVDF02 | 0
54061.3661 | 4.7329 | 600 | 84277.06 | 140.4618 | 583.5 | 2862.47 | 1074.5838 | 4520.5538 | 79756.5062 | 39869.73 | 39886.7762 | VRF | 1 | LI01 | 9.9 | ENT01 | 1 | ENV02 | 3.7 | WMSGS02 | 0.7 | BULD02 | 2 | ZVDF01 | 1
54061.3661 | 4.7329 | 600 | 83248.71 | 138.7478 | 583.5 | 2862.47 | 1073.8424 | 4519.8124 | 78728.8976 | 39869.73 | 38859.1676 | VRF | 1 | LI01 | 9.9 | ENT01 | 1 | ENV02 | 3.7 | WMSGS02 | 0.7 | BULD02 | 2 | ZVDF02 | 0
54061.3661 | 4.7329 | 600 | 84488.86 | 140.8148 | 583.5 | 2862.47 | 1086.9412 | 4532.9112 | 79955.9488 | 39869.73 | 40086.2188 | VRF | 1 | LI01 | 9.9 | ENT01 | 1 | ENV02 | 3.7 | WMSGS02 | 0.7 | BULD03 | 3 | ZVDF01 | 1
54061.3661 | 4.7329 | 600 | 83529.18 | 139.2153 | 583.5 | 2862.47 | 1085.7512 | 4531.7212 | 78997.4588 | 39869.73 | 39127.7288 | VRF | 1 | LI01 | 9.9 | ENT01 | 1 | ENV02 | 3.7 | WMSGS02 | 0.7 | BULD03 | 3 | ZVDF02 | 0
54061.3661 | 4.7329 | 600 | 86406.69 | 144.0112 | 583.5 | 2862.47 | 1153.2591 | 4599.2291 | 81807.4609 | 39869.73 | 41937.7309 | VRF | 1 | LI01 | 9.9 | ENT01 | 1 | ENV01 | 2.5 | WMSGS01 | 0.3 | BULD02 | 2 | ZVDF01 | 1
54061.3661 | 4.7329 | 600 | 84355.37 | 140.5923 | 583.5 | 2862.47 | 1049.8963 | 4495.8663 | 79859.5037 | 39869.73 | 39989.7737 | VRF | 1 | LI01 | 9.9 | ENT01 | 1 | ENV02 | 3.7 | WMSGS02 | 0.7 | BULD04 | 4 | ZVDF01 | 1
54061.3661 | 4.7329 | 600 | 83376.93 | 138.9615 | 583.5 | 2862.47 | 1049.8378 | 4495.8078 | 78881.1222 | 39869.73 | 39011.3922 | VRF | 1 | LI01 | 9.9 | ENT01 | 1 | ENV02 | 3.7 | WMSGS02 | 0.7 | BULD04 | 4 | ZVDF02 | 0
54061.3661 | 4.7329 | 600 | 83194.06 | 138.6568 | 583.5 | 2862.47 | 992.6305 | 4438.6005 | 78755.4595 | 39869.73 | 38885.7295 | VRF | 1 | LI01 | 9.9 | ENT02 | 2 | ENV01 | 2.5 | WMSGS01 | 0.3 | BULD01 | 1 | ZVDF01 | 1
54061.3661 | 4.7329 | 600 | 82064.95 | 136.7749 | 583.5 | 2862.47 | 992.0688 | 4438.0388 | 77626.9112 | 39869.73 | 37757.1812 | VRF | 1 | LI01 | 9.9 | ENT02 | 2 | ENV01 | 2.5 | WMSGS01 | 0.3 | BULD01 | 1 | ZVDF02 | 0
54061.3661 | 4.7329 | 600 | 83604.9 | 139.3415 | 583.5 | 2862.47 | 1015.4897 | 4461.4597 | 79143.4403 | 39869.73 | 39273.7103 | VRF | 1 | LI01 | 9.9 | ENT02 | 2 | ENV01 | 2.5 | WMSGS01 | 0.3 | BULD02 | 2 | ZVDF01 | 1
54061.3661 | 4.7329 | 600 | 82549.81 | 137.583 | 583.5 | 2862.47 | 1014.8324 | 4460.8024 | 78089.0076 | 39869.73 | 38219.2776 | VRF | 1 | LI01 | 9.9 | ENT02 | 2 | ENV01 | 2.5 | WMSGS01 | 0.3 | BULD02 | 2 | ZVDF02 | 0
54061.3661 | 4.7329 | 600 | 83909.96 | 139.8499 | 583.5 | 2862.47 | 1023.7683 | 4469.7383 | 79440.2217 | 39869.73 | 39570.4917 | VRF | 1 | LI01 | 9.9 | ENT02 | 2 | ENV01 | 2.5 | WMSGS01 | 0.3 | BULD03 | 3 | ZVDF01 | 1
54061.3661 | 4.7329 | 600 | 82818.95 | 138.0316 | 583.5 | 2862.47 | 1023.3403 | 4469.3103 | 78349.6397 | 39869.73 | 38479.9097 | VRF | 1 | LI01 | 9.9 | ENT02 | 2 | ENV01 | 2.5 | WMSGS01 | 0.3 | BULD03 | 3 | ZVDF02 | 0
54061.3661 | 4.7329 | 600 | 83691.31 | 139.4855 | 583.5 | 2862.47 | 1024.041 | 4470.011 | 79221.299 | 39869.73 | 39351.569 | VRF | 1 | LI01 | 9.9 | ENT02 | 2 | ENV01 | 2.5 | WMSGS01 | 0.3 | BULD04 | 4 | ZVDF01 | 1
54061.3661 | 4.7329 | 600 | 82647.51 | 137.7458 | 583.5 | 2862.47 | 1023.0494 | 4469.0194 | 78178.4906 | 39869.73 | 38308.7606 | VRF | 1 | LI01 | 9.9 | ENT02 | 2 | ENV01 | 2.5 | WMSGS01 | 0.3 | BULD04 | 4 | ZVDF02 | 0
54061.3661 | 4.7329 | 600 | 84798.4 | 141.3307 | 583.5 | 2862.47 | 1152.4218 | 4598.3918 | 80200.0082 | 39869.73 | 40330.2782 | VRF | 1 | LI01 | 9.9 | ENT01 | 1 | ENV01 | 2.5 | WMSGS01 | 0.3 | BULD02 | 2 | ZVDF02 | 0
54061.3661 | 4.7329 | 600 | 83715.65 | 139.5261 | 583.5 | 2862.47 | 1014.2536 | 4460.2236 | 79255.4264 | 39869.73 | 39385.6964 | VRF | 1 | LI01 | 9.9 | ENT02 | 2 | ENV01 | 2.5 | WMSGS02 | 0.7 | BULD01 | 1 | ZVDF01 | 1
54061.3661 | 4.7329 | 600 | 82700.62 | 137.8344 | 583.5 | 2862.47 | 1013.5487 | 4459.5187 | 78241.1013 | 39869.73 | 38371.3713 | VRF | 1 | LI01 | 9.9 | ENT02 | 2 | ENV01 | 2.5 | WMSGS02 | 0.7 | BULD01 | 1 | ZVDF02 | 0
54061.3661 | 4.7329 | 600 | 84354.55 | 140.5909 | 583.5 | 2862.47 | 1047.5872 | 4493.5572 | 79860.9928 | 39869.73 | 39991.2628 | VRF | 1 | LI01 | 9.9 | ENT02 | 2 | ENV01 | 2.5 | WMSGS02 | 0.7 | BULD02 | 2 | ZVDF01 | 1
54061.3661 | 4.7329 | 600 | 83312.49 | 138.8542 | 583.5 | 2862.47 | 1047.0057 | 4492.9757 | 78819.5143 | 39869.73 | 38949.7843 | VRF | 1 | LI01 | 9.9 | ENT02 | 2 | ENV01 | 2.5 | WMSGS02 | 0.7 | BULD02 | 2 | ZVDF02 | 0
54061.3661 | 4.7329 | 600 | 84733.25 | 141.2221 | 583.5 | 2862.47 | 1059.9005 | 4505.8705 | 80227.3795 | 39869.73 | 40357.6495 | VRF | 1 | LI01 | 9.9 | ENT02 | 2 | ENV01 | 2.5 | WMSGS02 | 0.7 | BULD03 | 3 | ZVDF01 | 1
54061.3661 | 4.7329 | 600 | 83698.89 | 139.4982 | 583.5 | 2862.47 | 1059.3873 | 4505.3573 | 79193.5327 | 39869.73 | 39323.8027 | VRF | 1 | LI01 | 9.9 | ENT02 | 2 | ENV01 | 2.5 | WMSGS02 | 0.7 | BULD03 | 3 | ZVDF02 | 0
54061.3661 | 4.7329 | 600 | 84512.98 | 140.855 | 583.5 | 2862.47 | 1061.2654 | 4507.2354 | 80005.7446 | 39869.73 | 40136.0146 | VRF | 1 | LI01 | 9.9 | ENT02 | 2 | ENV01 | 2.5 | WMSGS02 | 0.7 | BULD04 | 4 | ZVDF01 | 1
54061.3661 | 4.7329 | 600 | 83464.25 | 139.1071 | 583.5 | 2862.47 | 1060.4762 | 4506.4462 | 78957.8038 | 39869.73 | 39088.0738 | VRF | 1 | LI01 | 9.9 | ENT02 | 2 | ENV01 | 2.5 | WMSGS02 | 0.7 | BULD04 | 4 | ZVDF02 | 0
54061.3661 | 4.7329 | 600 | 83148.12 | 138.5802 | 583.5 | 2862.47 | 977.2372 | 4423.2072 | 78724.9128 | 39869.73 | 38855.1828 | VRF | 1 | LI01 | 9.9 | ENT02 | 2 | ENV02 | 3.7 | WMSGS01 | 0.3 | BULD01 | 1 | ZVDF01 | 1
54061.3661 | 4.7329 | 600 | 81977.38 | 136.629 | 583.5 | 2862.47 | 976.6835 | 4422.6535 | 77554.7265 | 39869.73 | 37684.9965 | VRF | 1 | LI01 | 9.9 | ENT02 | 2 | ENV02 | 3.7 | WMSGS01 | 0.3 | BULD01 | 1 | ZVDF02 | 0
54061.3661 | 4.7329 | 600 | 86453.22 | 144.0887 | 583.5 | 2862.47 | 1181.2277 | 4627.1977 | 81826.0223 | 39869.73 | 41956.2923 | VRF | 1 | LI01 | 9.9 | ENT01 | 1 | ENV01 | 2.5 | WMSGS01 | 0.3 | BULD03 | 3 | ZVDF01 | 1
54061.3661 | 4.7329 | 600 | 83466.65 | 139.1111 | 583.5 | 2862.47 | 989.9223 | 4435.8923 | 79030.7577 | 39869.73 | 39161.0277 | VRF | 1 | LI01 | 9.9 | ENT02 | 2 | ENV02 | 3.7 | WMSGS01 | 0.3 | BULD02 | 2 | ZVDF01 | 1
54061.3661 | 4.7329 | 600 | 82370.75 | 137.2846 | 583.5 | 2862.47 | 989.3939 | 4435.3639 | 77935.3861 | 39869.73 | 38065.6561 | VRF | 1 | LI01 | 9.9 | ENT02 | 2 | ENV02 | 3.7 | WMSGS01 | 0.3 | BULD02 | 2 | ZVDF02 | 0
54061.3661 | 4.7329 | 600 | 83706.43 | 139.5107 | 583.5 | 2862.47 | 994.9993 | 4440.9693 | 79265.4607 | 39869.73 | 39395.7307 | VRF | 1 | LI01 | 9.9 | ENT02 | 2 | ENV02 | 3.7 | WMSGS01 | 0.3 | BULD03 | 3 | ZVDF01 | 1
54061.3661 | 4.7329 | 600 | 82581.49 | 137.6358 | 583.5 | 2862.47 | 994.6839 | 4440.6539 | 78140.8361 | 39869.73 | 38271.1061 | VRF | 1 | LI01 | 9.9 | ENT02 | 2 | ENV02 | 3.7 | WMSGS01 | 0.3 | BULD03 | 3 | ZVDF02 | 0
54061.3661 | 4.7329 | 600 | 83541.75 | 139.2363 | 583.5 | 2862.47 | 995.1896 | 4441.1596 | 79100.5904 | 39869.73 | 39230.8604 | VRF | 1 | LI01 | 9.9 | ENT02 | 2 | ENV02 | 3.7 | WMSGS01 | 0.3 | BULD04 | 4 | ZVDF01 | 1
54061.3661 | 4.7329 | 600 | 82472.65 | 137.4544 | 583.5 | 2862.47 | 994.8201 | 4440.7901 | 78031.8599 | 39869.73 | 38162.1299 | VRF | 1 | LI01 | 9.9 | ENT02 | 2 | ENV02 | 3.7 | WMSGS01 | 0.3 | BULD04 | 4 | ZVDF02 | 0
54061.3661 | 4.7329 | 600 | 83685.51 | 139.4758 | 583.5 | 2862.47 | 997.4296 | 4443.3996 | 79242.1104 | 39869.73 | 39372.3804 | VRF | 1 | LI01 | 9.9 | ENT02 | 2 | ENV02 | 3.7 | WMSGS02 | 0.7 | BULD01 | 1 | ZVDF01 | 1
54061.3661 | 4.7329 | 600 | 82660.03 | 137.7667 | 583.5 | 2862.47 | 996.8889 | 4442.8589 | 78217.1711 | 39869.73 | 38347.4411 | VRF | 1 | LI01 | 9.9 | ENT02 | 2 | ENV02 | 3.7 | WMSGS02 | 0.7 | BULD01 | 1 | ZVDF02 | 0
54061.3661 | 4.7329 | 600 | 84234.31 | 140.3905 | 583.5 | 2862.47 | 1019.5443 | 4465.5143 | 79768.7957 | 39869.73 | 39899.0657 | VRF | 1 | LI01 | 9.9 | ENT02 | 2 | ENV02 | 3.7 | WMSGS02 | 0.7 | BULD02 | 2 | ZVDF01 | 1
54061.3661 | 4.7329 | 600 | 83201.77 | 138.6696 | 583.5 | 2862.47 | 1019.1 | 4465.07 | 78736.7 | 39869.73 | 38866.97 | VRF | 1 | LI01 | 9.9 | ENT02 | 2 | ENV02 | 3.7 | WMSGS02 | 0.7 | BULD02 | 2 | ZVDF02 | 0
54061.3661 | 4.7329 | 600 | 84858.63 | 141.431 | 583.5 | 2862.47 | 1180.6213 | 4626.5913 | 80232.0387 | 39869.73 | 40362.3087 | VRF | 1 | LI01 | 9.9 | ENT01 | 1 | ENV01 | 2.5 | WMSGS01 | 0.3 | BULD03 | 3 | ZVDF02 | 0
54061.3661 | 4.7329 | 600 | 84568.6 | 140.9477 | 583.5 | 2862.47 | 1028.8049 | 4474.7749 | 80093.8251 | 39869.73 | 40224.0951 | VRF | 1 | LI01 | 9.9 | ENT02 | 2 | ENV02 | 3.7 | WMSGS02 | 0.7 | BULD03 | 3 | ZVDF01 | 1
54061.3661 | 4.7329 | 600 | 83524.84 | 139.2081 | 583.5 | 2862.47 | 1028.1568 | 4474.1268 | 79050.7132 | 39869.73 | 39180.9832 | VRF | 1 | LI01 | 9.9 | ENT02 | 2 | ENV02 | 3.7 | WMSGS02 | 0.7 | BULD03 | 3 | ZVDF02 | 0
54061.3661 | 4.7329 | 600 | 84363.99 | 140.6067 | 583.5 | 2862.47 | 1028.8465 | 4474.8165 | 79889.1735 | 39869.73 | 40019.4435 | VRF | 1 | LI01 | 9.9 | ENT02 | 2 | ENV02 | 3.7 | WMSGS02 | 0.7 | BULD04 | 4 | ZVDF01 | 1
54061.3661 | 4.7329 | 600 | 83330.66 | 138.8844 | 583.5 | 2862.47 | 1028.4879 | 4474.4579 | 78856.2021 | 39869.73 | 38986.4721 | VRF | 1 | LI01 | 9.9 | ENT02 | 2 | ENV02 | 3.7 | WMSGS02 | 0.7 | BULD04 | 4 | ZVDF02 | 0
54061.3661 | 4.7329 | 600 | 114813.18 | 191.3553 | 1391.07 | 2862.47 | 1220.0238 | 5473.5638 | 109339.6162 | 39869.73 | 69469.8862 | VRF | 1 | LI02 | 23.6016 | ENT01 | 1 | ENV01 | 2.5 | WMSGS01 | 0.3 | BULD01 | 1 | ZVDF01 | 1
54061.3661 | 4.7329 | 600 | 112780.72 | 187.9679 | 1391.07 | 2862.47 | 1218.0428 | 5471.5828 | 107309.1372 | 39869.73 | 67439.4072 | VRF | 1 | LI02 | 23.6016 | ENT01 | 1 | ENV01 | 2.5 | WMSGS01 | 0.3 | BULD01 | 1 | ZVDF02 | 0
54061.3661 | 4.7329 | 600 | 114970.27 | 191.6171 | 1391.07 | 2862.47 | 1277.8045 | 5531.3445 | 109438.9255 | 39869.73 | 69569.1955 | VRF | 1 | LI02 | 23.6016 | ENT01 | 1 | ENV01 | 2.5 | WMSGS01 | 0.3 | BULD02 | 2 | ZVDF01 | 1
54061.3661 | 4.7329 | 600 | 112911.86 | 188.1864 | 1391.07 | 2862.47 | 1275.4387 | 5528.9787 | 107382.8813 | 39869.73 | 67513.1513 | VRF | 1 | LI02 | 23.6016 | ENT01 | 1 | ENV01 | 2.5 | WMSGS01 | 0.3 | BULD02 | 2 | ZVDF02 | 0
54061.3661 | 4.7329 | 600 | 115028.59 | 191.7143 | 1391.07 | 2862.47 | 1311.7812 | 5565.3212 | 109463.2688 | 39869.73 | 69593.5388 | VRF | 1 | LI02 | 23.6016 | ENT01 | 1 | ENV01 | 2.5 | WMSGS01 | 0.3 | BULD03 | 3 | ZVDF01 | 1
54061.3661 | 4.7329 | 600 | 112944.83 | 188.2414 | 1391.07 | 2862.47 | 1309.3682 | 5562.9082 | 107381.9218 | 39869.73 | 67512.1918 | VRF | 1 | LI02 | 23.6016 | ENT01 | 1 | ENV01 | 2.5 | WMSGS01 | 0.3 | BULD03 | 3 | ZVDF02 | 0
54061.3661 | 4.7329 | 600 | 86313.37 | 143.8556 | 583.5 | 2862.47 | 1082.6863 | 4528.6563 | 81784.7137 | 39869.73 | 41914.9837 | VRF | 1 | LI01 | 9.9 | ENT01 | 1 | ENV01 | 2.5 | WMSGS01 | 0.3 | BULD04 | 4 | ZVDF01 | 1
54061.3661 | 4.7329 | 600 | 114870.92 | 191.4515 | 1391.07 | 2862.47 | 1189.3568 | 5442.8968 | 109428.0232 | 39869.73 | 69558.2932 | VRF | 1 | LI02 | 23.6016 | ENT01 | 1 | ENV01 | 2.5 | WMSGS01 | 0.3 | BULD04 | 4 | ZVDF01 | 1
54061.3661 | 4.7329 | 600 | 112762.13 | 187.9369 | 1391.07 | 2862.47 | 1187.6247 | 5441.1647 | 107320.9653 | 39869.73 | 67451.2353 | VRF | 1 | LI02 | 23.6016 | ENT01 | 1 | ENV01 | 2.5 | WMSGS01 | 0.3 | BULD04 | 4 | ZVDF02 | 0
54061.3661 | 4.7329 | 600 | 115327.45 | 192.2124 | 1391.07 | 2862.47 | 1239.8011 | 5493.3411 | 109834.1089 | 39869.73 | 69964.3789 | VRF | 1 | LI02 | 23.6016 | ENT01 | 1 | ENV01 | 2.5 | WMSGS02 | 0.7 | BULD01 | 1 | ZVDF01 | 1
54061.3661 | 4.7329 | 600 | 113140.3 | 188.5672 | 1391.07 | 2862.47 | 1237.3434 | 5490.8834 | 107649.4166 | 39869.73 | 67779.6866 | VRF | 1 | LI02 | 23.6016 | ENT01 | 1 | ENV01 | 2.5 | WMSGS02 | 0.7 | BULD01 | 1 | ZVDF02 | 0
54061.3661 | 4.7329 | 600 | 115769.65 | 192.9494 | 1391.07 | 2862.47 | 1310.3879 | 5563.9279 | 110205.7221 | 39869.73 | 70335.9921 | VRF | 1 | LI02 | 23.6016 | ENT01 | 1 | ENV01 | 2.5 | WMSGS02 | 0.7 | BULD02 | 2 | ZVDF01 | 1
54061.3661 | 4.7329 | 600 | 113481.7 | 189.1362 | 1391.07 | 2862.47 | 1308.1121 | 5561.6521 | 107920.0479 | 39869.73 | 68050.3179 | VRF | 1 | LI02 | 23.6016 | ENT01 | 1 | ENV01 | 2.5 | WMSGS02 | 0.7 | BULD02 | 2 | ZVDF02 | 0
54061.3661 | 4.7329 | 600 | 115849.25 | 193.0821 | 1391.07 | 2862.47 | 1347.0704 | 5600.6104 | 110248.6396 | 39869.73 | 70378.9096 | VRF | 1 | LI02 | 23.6016 | ENT01 | 1 | ENV01 | 2.5 | WMSGS02 | 0.7 | BULD03 | 3 | ZVDF01 | 1
54061.3661 | 4.7329 | 600 | 113528.4 | 189.214 | 1391.07 | 2862.47 | 1344.8863 | 5598.4263 | 107929.9737 | 39869.73 | 68060.2437 | VRF | 1 | LI02 | 23.6016 | ENT01 | 1 | ENV01 | 2.5 | WMSGS02 | 0.7 | BULD03 | 3 | ZVDF02 | 0
54061.3661 | 4.7329 | 600 | 115732.98 | 192.8883 | 1391.07 | 2862.47 | 1221.4826 | 5475.0226 | 110257.9574 | 39869.73 | 70388.2274 | VRF | 1 | LI02 | 23.6016 | ENT01 | 1 | ENV01 | 2.5 | WMSGS02 | 0.7 | BULD04 | 4 | ZVDF01 | 1
54061.3661 | 4.7329 | 600 | 113356.07 | 188.9268 | 1391.07 | 2862.47 | 1219.5176 | 5473.0576 | 107883.0124 | 39869.73 | 68013.2824 | VRF | 1 | LI02 | 23.6016 | ENT01 | 1 | ENV01 | 2.5 | WMSGS02 | 0.7 | BULD04 | 4 | ZVDF02 | 0
54061.3661 | 4.7329 | 600 | 84719.01 | 141.1984 | 583.5 | 2862.47 | 1082.4872 | 4528.4572 | 80190.5528 | 39869.73 | 40320.8228 | VRF | 1 | LI01 | 9.9 | ENT01 | 1 | ENV01 | 2.5 | WMSGS01 | 0.3 | BULD04 | 4 | ZVDF02 | 0
54061.3661 | 4.7329 | 600 | 111898.32 | 186.4972 | 1391.07 | 2862.47 | 1131.2777 | 5384.8177 | 106513.5023 | 39869.73 | 66643.7723 | VRF | 1 | LI02 | 23.6016 | ENT01 | 1 | ENV02 | 3.7 | WMSGS01 | 0.3 | BULD01 | 1 | ZVDF01 | 1
54061.3661 | 4.7329 | 600 | 110728.79 | 184.548 | 1391.07 | 2862.47 | 1130.4442 | 5383.9842 | 105344.8058 | 39869.73 | 65475.0758 | VRF | 1 | LI02 | 23.6016 | ENT01 | 1 | ENV02 | 3.7 | WMSGS01 | 0.3 | BULD01 | 1 | ZVDF02 | 0
54061.3661 | 4.7329 | 600 | 112085.53 | 186.8092 | 1391.07 | 2862.47 | 1158.4554 | 5411.9954 | 106673.5346 | 39869.73 | 66803.8046 | VRF | 1 | LI02 | 23.6016 | ENT01 | 1 | ENV02 | 3.7 | WMSGS01 | 0.3 | BULD02 | 2 | ZVDF01 | 1
54061.3661 | 4.7329 | 600 | 110838.4 | 184.7307 | 1391.07 | 2862.47 | 1157.5446 | 5411.0846 | 105427.3154 | 39869.73 | 65557.5854 | VRF | 1 | LI02 | 23.6016 | ENT01 | 1 | ENV02 | 3.7 | WMSGS01 | 0.3 | BULD02 | 2 | ZVDF02 | 0
54061.3661 | 4.7329 | 600 | 112139 | 186.8983 | 1391.07 | 2862.47 | 1167.4281 | 5420.9681 | 106718.0319 | 39869.73 | 66848.3019 | VRF | 1 | LI02 | 23.6016 | ENT01 | 1 | ENV02 | 3.7 | WMSGS01 | 0.3 | BULD03 | 3 | ZVDF01 | 1
54061.3661 | 4.7329 | 600 | 110926.71 | 184.8778 | 1391.07 | 2862.47 | 1166.549 | 5420.089 | 105506.621 | 39869.73 | 65636.891 | VRF | 1 | LI02 | 23.6016 | ENT01 | 1 | ENV02 | 3.7 | WMSGS01 | 0.3 | BULD03 | 3 | ZVDF02 | 0
54061.3661 | 4.7329 | 600 | 112082.93 | 186.8049 | 1391.07 | 2862.47 | 1122.9741 | 5376.5141 | 106706.4159 | 39869.73 | 66836.6859 | VRF | 1 | LI02 | 23.6016 | ENT01 | 1 | ENV02 | 3.7 | WMSGS01 | 0.3 | BULD04 | 4 | ZVDF01 | 1
54061.3661 | 4.7329 | 600 | 110862.46 | 184.7708 | 1391.07 | 2862.47 | 1122.3092 | 5375.8492 | 105486.6108 | 39869.73 | 65616.8808 | VRF | 1 | LI02 | 23.6016 | ENT01 | 1 | ENV02 | 3.7 | WMSGS01 | 0.3 | BULD04 | 4 | ZVDF02 | 0
54061.3661 | 4.7329 | 600 | 112327.72 | 187.2129 | 1391.07 | 2862.47 | 1151.1759 | 5404.7159 | 106923.0041 | 39869.73 | 67053.2741 | VRF | 1 | LI02 | 23.6016 | ENT01 | 1 | ENV02 | 3.7 | WMSGS02 | 0.7 | BULD01 | 1 | ZVDF01 | 1
54061.3661 | 4.7329 | 600 | 111003.94 | 185.0066 | 1391.07 | 2862.47 | 1149.9078 | 5403.4478 | 105600.4922 | 39869.73 | 65730.7622 | VRF | 1 | LI02 | 23.6016 | ENT01 | 1 | ENV02 | 3.7 | WMSGS02 | 0.7 | BULD01 | 1 | ZVDF02 | 0
54061.3661 | 4.7329 | 600 | 86737.48 | 144.5625 | 583.5 | 2862.47 | 1125.1877 | 4571.1577 | 82166.3223 | 39869.73 | 42296.5923 | VRF | 1 | LI01 | 9.9 | ENT01 | 1 | ENV01 | 2.5 | WMSGS02 | 0.7 | BULD01 | 1 | ZVDF01 | 1
54061.3661 | 4.7329 | 600 | 112749.41 | 187.9157 | 1391.07 | 2862.47 | 1188.8332 | 5442.3732 | 107307.0368 | 39869.73 | 67437.3068 | VRF | 1 | LI02 | 23.6016 | ENT01 | 1 | ENV02 | 3.7 | WMSGS02 | 0.7 | BULD02 | 2 | ZVDF01 | 1
54061.3661 | 4.7329 | 600 | 111257.21 | 185.4287 | 1391.07 | 2862.47 | 1187.6547 | 5441.1947 | 105816.0153 | 39869.73 | 65946.2853 | VRF | 1 | LI02 | 23.6016 | ENT01 | 1 | ENV02 | 3.7 | WMSGS02 | 0.7 | BULD02 | 2 | ZVDF02 | 0
54061.3661 | 4.7329 | 600 | 112814.74 | 188.0246 | 1391.07 | 2862.47 | 1201.9937 | 5455.5337 | 107359.2063 | 39869.73 | 67489.4763 | VRF | 1 | LI02 | 23.6016 | ENT01 | 1 | ENV02 | 3.7 | WMSGS02 | 0.7 | BULD03 | 3 | ZVDF01 | 1
54061.3661 | 4.7329 | 600 | 111382.44 | 185.6374 | 1391.07 | 2862.47 | 1200.7757 | 5454.3157 | 105928.1243 | 39869.73 | 66058.3943 | VRF | 1 | LI02 | 23.6016 | ENT01 | 1 | ENV02 | 3.7 | WMSGS02 | 0.7 | BULD03 | 3 | ZVDF02 | 0
54061.3661 | 4.7329 | 600 | 112802.33 | 188.0039 | 1391.07 | 2862.47 | 1155.6743 | 5409.2143 | 107393.1157 | 39869.73 | 67523.3857 | VRF | 1 | LI02 | 23.6016 | ENT01 | 1 | ENV02 | 3.7 | WMSGS02 | 0.7 | BULD04 | 4 | ZVDF01 | 1
54061.3661 | 4.7329 | 600 | 111320.46 | 185.5341 | 1391.07 | 2862.47 | 1154.8911 | 5408.4311 | 105912.0289 | 39869.73 | 66042.2989 | VRF | 1 | LI02 | 23.6016 | ENT01 | 1 | ENV02 | 3.7 | WMSGS02 | 0.7 | BULD04 | 4 | ZVDF02 | 0
54061.3661 | 4.7329 | 600 | 111835.41 | 186.3923 | 1391.07 | 2862.47 | 1096.1079 | 5349.6479 | 106485.7621 | 39869.73 | 66616.0321 | VRF | 1 | LI02 | 23.6016 | ENT02 | 2 | ENV01 | 2.5 | WMSGS01 | 0.3 | BULD01 | 1 | ZVDF01 | 1
54061.3661 | 4.7329 | 600 | 110815.09 | 184.6918 | 1391.07 | 2862.47 | 1095.8992 | 5349.4392 | 105465.6508 | 39869.73 | 65595.9208 | VRF | 1 | LI02 | 23.6016 | ENT02 | 2 | ENV01 | 2.5 | WMSGS01 | 0.3 | BULD01 | 1 | ZVDF02 | 0
54061.3661 | 4.7329 | 600 | 112202.86 | 187.0048 | 1391.07 | 2862.47 | 1122.9044 | 5376.4444 | 106826.4156 | 39869.73 | 66956.6856 | VRF | 1 | LI02 | 23.6016 | ENT02 | 2 | ENV01 | 2.5 | WMSGS01 | 0.3 | BULD02 | 2 | ZVDF01 | 1
54061.3661 | 4.7329 | 600 | 111044.8 | 185.0747 | 1391.07 | 2862.47 | 1122.7362 | 5376.2762 | 105668.5238 | 39869.73 | 65798.7938 | VRF | 1 | LI02 | 23.6016 | ENT02 | 2 | ENV01 | 2.5 | WMSGS01 | 0.3 | BULD02 | 2 | ZVDF02 | 0
54061.3661 | 4.7329 | 600 | 85020.11 | 141.7002 | 583.5 | 2862.47 | 1124.2244 | 4570.1944 | 80449.9156 | 39869.73 | 40580.1856 | VRF | 1 | LI01 | 9.9 | ENT01 | 1 | ENV01 | 2.5 | WMSGS02 | 0.7 | BULD01 | 1 | ZVDF02 | 0
54061.3661 | 4.7329 | 600 | 113873.38 | 189.789 | 583.5 | 2862.47 | 1247.7496 | 4693.7196 | 109179.6604 | 39869.73 | 69309.9304 | Splitao | 2 | LI01 | 9.9 | ENT01 | 1 | ENV01 | 2.5 | WMSGS01 | 0.3 | BULD01 | 1 | ZVDF01 | 1
54061.3661 | 4.7329 | 600 | 137542.43 | 229.2374 | 1391.07 | 2862.47 | 1345.2639 | 5598.8039 | 131943.6261 | 39869.73 | 92073.8961 | Splitao | 2 | LI02 | 23.6016 | ENT02 | 2 | ENV01 | 2.5 | WMSGS01 | 0.3 | BULD03 | 3 | ZVDF01 | 1
54061.3661 | 4.7329 | 600 | 133971.87 | 223.2865 | 1391.07 | 2862.47 | 1339.5619 | 5593.1019 | 128378.7681 | 39869.73 | 88509.0381 | Splitao | 2 | LI02 | 23.6016 | ENT02 | 2 | ENV01 | 2.5 | WMSGS01 | 0.3 | BULD03 | 3 | ZVDF02 | 0
54061.3661 | 4.7329 | 600 | 137203.5 | 228.6725 | 1391.07 | 2862.47 | 1339.7931 | 5593.3331 | 131610.1669 | 39869.73 | 91740.4369 | Splitao | 2 | LI02 | 23.6016 | ENT02 | 2 | ENV01 | 2.5 | WMSGS01 | 0.3 | BULD04 | 4 | ZVDF01 | 1
54061.3661 | 4.7329 | 600 | 133434.37 | 222.3906 | 1391.07 | 2862.47 | 1338.474 | 5592.014 | 127842.356 | 39869.73 | 87972.626 | Splitao | 2 | LI02 | 23.6016 | ENT02 | 2 | ENV01 | 2.5 | WMSGS01 | 0.3 | BULD04 | 4 | ZVDF02 | 0
54061.3661 | 4.7329 | 600 | 137281.76 | 228.8029 | 1391.07 | 2862.47 | 1321.545 | 5575.085 | 131706.675 | 39869.73 | 91836.945 | Splitao | 2 | LI02 | 23.6016 | ENT02 | 2 | ENV01 | 2.5 | WMSGS02 | 0.7 | BULD01 | 1 | ZVDF01 | 1
54061.3661 | 4.7329 | 600 | 133704.1 | 222.8402 | 1391.07 | 2862.47 | 1316.533 | 5570.073 | 128134.027 | 39869.73 | 88264.297 | Splitao | 2 | LI02 | 23.6016 | ENT02 | 2 | ENV01 | 2.5 | WMSGS02 | 0.7 | BULD01 | 1 | ZVDF02 | 0
54061.3661 | 4.7329 | 600 | 137591.64 | 229.3194 | 1391.07 | 2862.47 | 1404.8749 | 5658.4149 | 131933.2251 | 39869.73 | 92063.4951 | Splitao | 2 | LI02 | 23.6016 | ENT02 | 2 | ENV01 | 2.5 | WMSGS02 | 0.7 | BULD02 | 2 | ZVDF01 | 1
54061.3661 | 4.7329 | 600 | 133807.02 | 223.0117 | 1391.07 | 2862.47 | 1409.1829 | 5662.7229 | 128144.2971 | 39869.73 | 88274.5671 | Splitao | 2 | LI02 | 23.6016 | ENT02 | 2 | ENV01 | 2.5 | WMSGS02 | 0.7 | BULD02 | 2 | ZVDF02 | 0
54061.3661 | 4.7329 | 600 | 139763.83 | 232.9397 | 1391.07 | 2862.47 | 1412.5752 | 5666.1152 | 134097.7148 | 39869.73 | 94227.9848 | Splitao | 2 | LI02 | 23.6016 | ENT02 | 2 | ENV01 | 2.5 | WMSGS02 | 0.7 | BULD03 | 3 | ZVDF01 | 1
54061.3661 | 4.7329 | 600 | 136061.19 | 226.7687 | 1391.07 | 2862.47 | 1406.7177 | 5660.2577 | 130400.9323 | 39869.73 | 90531.2023 | Splitao | 2 | LI02 | 23.6016 | ENT02 | 2 | ENV01 | 2.5 | WMSGS02 | 0.7 | BULD03 | 3 | ZVDF02 | 0
54061.3661 | 4.7329 | 600 | 112579.93 | 187.6332 | 583.5 | 2862.47 | 1368.3725 | 4814.3425 | 107765.5875 | 39869.73 | 67895.8575 | Splitao | 2 | LI01 | 9.9 | ENT01 | 1 | ENV01 | 2.5 | WMSGS02 | 0.7 | BULD02 | 2 | ZVDF01 | 1
54061.3661 | 4.7329 | 600 | 139049.93 | 231.7499 | 1391.07 | 2862.47 | 1407.7938 | 5661.3338 | 133388.5962 | 39869.73 | 93518.8662 | Splitao | 2 | LI02 | 23.6016 | ENT02 | 2 | ENV01 | 2.5 | WMSGS02 | 0.7 | BULD04 | 4 | ZVDF01 | 1
54061.3661 | 4.7329 | 600 | 134891.76 | 224.8196 | 1391.07 | 2862.47 | 1413.1005 | 5666.6405 | 129225.1195 | 39869.73 | 89355.3895 | Splitao | 2 | LI02 | 23.6016 | ENT02 | 2 | ENV01 | 2.5 | WMSGS02 | 0.7 | BULD04 | 4 | ZVDF02 | 0
54061.3661 | 4.7329 | 600 | 135862.04 | 226.4367 | 1391.07 | 2862.47 | 1251.3624 | 5504.9024 | 130357.1376 | 39869.73 | 90487.4076 | Splitao | 2 | LI02 | 23.6016 | ENT02 | 2 | ENV02 | 3.7 | WMSGS01 | 0.3 | BULD01 | 1 | ZVDF01 | 1
54061.3661 | 4.7329 | 600 | 132360.39 | 220.6006 | 1391.07 | 2862.47 | 1246.3853 | 5499.9253 | 126860.4647 | 39869.73 | 86990.7347 | Splitao | 2 | LI02 | 23.6016 | ENT02 | 2 | ENV02 | 3.7 | WMSGS01 | 0.3 | BULD01 | 1 | ZVDF02 | 0
54061.3661 | 4.7329 | 600 | 135673.65 | 226.1227 | 1391.07 | 2862.47 | 1291.1242 | 5544.6642 | 130128.9858 | 39869.73 | 90259.2558 | Splitao | 2 | LI02 | 23.6016 | ENT02 | 2 | ENV02 | 3.7 | WMSGS01 | 0.3 | BULD02 | 2 | ZVDF01 | 1
54061.3661 | 4.7329 | 600 | 132022.43 | 220.0374 | 1391.07 | 2862.47 | 1292.8502 | 5546.3902 | 126476.0398 | 39869.73 | 86606.3098 | Splitao | 2 | LI02 | 23.6016 | ENT02 | 2 | ENV02 | 3.7 | WMSGS01 | 0.3 | BULD02 | 2 | ZVDF02 | 0
54061.3661 | 4.7329 | 600 | 137189.86 | 228.6498 | 1391.07 | 2862.47 | 1289.8906 | 5543.4306 | 131646.4294 | 39869.73 | 91776.6994 | Splitao | 2 | LI02 | 23.6016 | ENT02 | 2 | ENV02 | 3.7 | WMSGS01 | 0.3 | BULD03 | 3 | ZVDF01 | 1
54061.3661 | 4.7329 | 600 | 133634.96 | 222.7249 | 1391.07 | 2862.47 | 1284.0798 | 5537.6198 | 128097.3402 | 39869.73 | 88227.6102 | Splitao | 2 | LI02 | 23.6016 | ENT02 | 2 | ENV02 | 3.7 | WMSGS01 | 0.3 | BULD03 | 3 | ZVDF02 | 0
54061.3661 | 4.7329 | 600 | 137043.58 | 228.406 | 1391.07 | 2862.47 | 1285.588 | 5539.128 | 131504.452 | 39869.73 | 91634.722 | Splitao | 2 | LI02 | 23.6016 | ENT02 | 2 | ENV02 | 3.7 | WMSGS01 | 0.3 | BULD04 | 4 | ZVDF01 | 1
54061.3661 | 4.7329 | 600 | 133018.48 | 221.6975 | 1391.07 | 2862.47 | 1287.8172 | 5541.3572 | 127477.1228 | 39869.73 | 87607.3928 | Splitao | 2 | LI02 | 23.6016 | ENT02 | 2 | ENV02 | 3.7 | WMSGS01 | 0.3 | BULD04 | 4 | ZVDF02 | 0
54061.3661 | 4.7329 | 600 | 108511.55 | 180.8526 | 583.5 | 2862.47 | 1369.508 | 4815.478 | 103696.072 | 39869.73 | 63826.342 | Splitao | 2 | LI01 | 9.9 | ENT01 | 1 | ENV01 | 2.5 | WMSGS02 | 0.7 | BULD02 | 2 | ZVDF02 | 0
54061.3661 | 4.7329 | 600 | 137201.67 | 228.6694 | 1391.07 | 2862.47 | 1292.5542 | 5546.0942 | 131655.5758 | 39869.73 | 91785.8458 | Splitao | 2 | LI02 | 23.6016 | ENT02 | 2 | ENV02 | 3.7 | WMSGS02 | 0.7 | BULD01 | 1 | ZVDF01 | 1
54061.3661 | 4.7329 | 600 | 133611.76 | 222.6863 | 1391.07 | 2862.47 | 1287.8502 | 5541.3902 | 128070.3698 | 39869.73 | 88200.6398 | Splitao | 2 | LI02 | 23.6016 | ENT02 | 2 | ENV02 | 3.7 | WMSGS02 | 0.7 | BULD01 | 1 | ZVDF02 | 0
54061.3661 | 4.7329 | 600 | 137231.76 | 228.7196 | 1391.07 | 2862.47 | 1356.6952 | 5610.2352 | 131621.5248 | 39869.73 | 91751.7948 | Splitao | 2 | LI02 | 23.6016 | ENT02 | 2 | ENV02 | 3.7 | WMSGS02 | 0.7 | BULD02 | 2 | ZVDF01 | 1
54061.3661 | 4.7329 | 600 | 133486.49 | 222.4775 | 1391.07 | 2862.47 | 1361.0056 | 5614.5456 | 127871.9444 | 39869.73 | 88002.2144 | Splitao | 2 | LI02 | 23.6016 | ENT02 | 2 | ENV02 | 3.7 | WMSGS02 | 0.7 | BULD02 | 2 | ZVDF02 | 0
54061.3661 | 4.7329 | 600 | 139472.08 | 232.4535 | 1391.07 | 2862.47 | 1356.0062 | 5609.5462 | 133862.5338 | 39869.73 | 93992.8038 | Splitao | 2 | LI02 | 23.6016 | ENT02 | 2 | ENV02 | 3.7 | WMSGS02 | 0.7 | BULD03 | 3 | ZVDF01 | 1
54061.3661 | 4.7329 | 600 | 135780.43 | 226.3007 | 1391.07 | 2862.47 | 1350.1844 | 5603.7244 | 130176.7056 | 39869.73 | 90306.9756 | Splitao | 2 | LI02 | 23.6016 | ENT02 | 2 | ENV02 | 3.7 | WMSGS02 | 0.7 | BULD03 | 3 | ZVDF02 | 0
54061.3661 | 4.7329 | 600 | 138600.18 | 231.0003 | 1391.07 | 2862.47 | 1356.993 | 5610.533 | 132989.647 | 39869.73 | 93119.917 | Splitao | 2 | LI02 | 23.6016 | ENT02 | 2 | ENV02 | 3.7 | WMSGS02 | 0.7 | BULD04 | 4 | ZVDF01 | 1
54061.3661 | 4.7329 | 600 | 134466.22 | 224.1104 | 1391.07 | 2862.47 | 1362.6197 | 5616.1597 | 128850.0603 | 39869.73 | 88980.3303 | Splitao | 2 | LI02 | 23.6016 | ENT02 | 2 | ENV02 | 3.7 | WMSGS02 | 0.7 | BULD04 | 4 | ZVDF02 | 0
54061.3661 | 4.7329 | 600 | 116342.14 | 193.9036 | 583.5 | 2862.47 | 1378.2971 | 4824.2671 | 111517.8729 | 39869.73 | 71648.1429 | Splitao | 2 | LI01 | 9.9 | ENT01 | 1 | ENV01 | 2.5 | WMSGS02 | 0.7 | BULD03 | 3 | ZVDF01 | 1
54061.3661 | 4.7329 | 600 | 112586.58 | 187.6443 | 583.5 | 2862.47 | 1374.7569 | 4820.7269 | 107765.8531 | 39869.73 | 67896.1231 | Splitao | 2 | LI01 | 9.9 | ENT01 | 1 | ENV01 | 2.5 | WMSGS02 | 0.7 | BULD03 | 3 | ZVDF02 | 0
54061.3661 | 4.7329 | 600 | 115243.46 | 192.0724 | 583.5 | 2862.47 | 1247.7602 | 4693.7302 | 110549.7298 | 39869.73 | 70679.9998 | Splitao | 2 | LI01 | 9.9 | ENT01 | 1 | ENV01 | 2.5 | WMSGS02 | 0.7 | BULD04 | 4 | ZVDF01 | 1
54061.3661 | 4.7329 | 600 | 110823.52 | 184.7059 | 583.5 | 2862.47 | 1248.4527 | 4694.4227 | 106129.0973 | 39869.73 | 66259.3673 | Splitao | 2 | LI01 | 9.9 | ENT01 | 1 | ENV01 | 2.5 | WMSGS02 | 0.7 | BULD04 | 4 | ZVDF02 | 0
54061.3661 | 4.7329 | 600 | 106187.09 | 176.9785 | 583.5 | 2862.47 | 1136.9563 | 4582.9263 | 101604.1637 | 39869.73 | 61734.4337 | Splitao | 2 | LI01 | 9.9 | ENT01 | 1 | ENV02 | 3.7 | WMSGS01 | 0.3 | BULD01 | 1 | ZVDF01 | 1
54061.3661 | 4.7329 | 600 | 102903.1 | 171.5052 | 583.5 | 2862.47 | 1133.7936 | 4579.7636 | 98323.3364 | 39869.73 | 58453.6064 | Splitao | 2 | LI01 | 9.9 | ENT01 | 1 | ENV02 | 3.7 | WMSGS01 | 0.3 | BULD01 | 1 | ZVDF02 | 0
54061.3661 | 4.7329 | 600 | 105165.71 | 175.2762 | 583.5 | 2862.47 | 1183.5273 | 4629.4973 | 100536.2127 | 39869.73 | 60666.4827 | Splitao | 2 | LI01 | 9.9 | ENT01 | 1 | ENV02 | 3.7 | WMSGS01 | 0.3 | BULD02 | 2 | ZVDF01 | 1
54061.3661 | 4.7329 | 600 | 101559.44 | 169.2657 | 583.5 | 2862.47 | 1184.5257 | 4630.4957 | 96928.9443 | 39869.73 | 57059.2143 | Splitao | 2 | LI01 | 9.9 | ENT01 | 1 | ENV02 | 3.7 | WMSGS01 | 0.3 | BULD02 | 2 | ZVDF02 | 0
54061.3661 | 4.7329 | 600 | 110479.65 | 184.1327 | 583.5 | 2862.47 | 1243.2338 | 4689.2038 | 105790.4462 | 39869.73 | 65920.7162 | Splitao | 2 | LI01 | 9.9 | ENT01 | 1 | ENV01 | 2.5 | WMSGS01 | 0.3 | BULD01 | 1 | ZVDF02 | 0
54061.3661 | 4.7329 | 600 | 106792.45 | 177.9874 | 583.5 | 2862.47 | 1184.251 | 4630.221 | 102162.229 | 39869.73 | 62292.499 | Splitao | 2 | LI01 | 9.9 | ENT01 | 1 | ENV02 | 3.7 | WMSGS01 | 0.3 | BULD03 | 3 | ZVDF01 | 1
54061.3661 | 4.7329 | 600 | 103375.39 | 172.2923 | 583.5 | 2862.47 | 1182.0221 | 4627.9921 | 98747.3979 | 39869.73 | 58877.6679 | Splitao | 2 | LI01 | 9.9 | ENT01 | 1 | ENV02 | 3.7 | WMSGS01 | 0.3 | BULD03 | 3 | ZVDF02 | 0
54061.3661 | 4.7329 | 600 | 106682.93 | 177.8049 | 583.5 | 2862.47 | 1123.9137 | 4569.8837 | 102113.0463 | 39869.73 | 62243.3163 | Splitao | 2 | LI01 | 9.9 | ENT01 | 1 | ENV02 | 3.7 | WMSGS01 | 0.3 | BULD04 | 4 | ZVDF01 | 1
54061.3661 | 4.7329 | 600 | 102648.42 | 171.0807 | 583.5 | 2862.47 | 1125.2778 | 4571.2478 | 98077.1722 | 39869.73 | 58207.4422 | Splitao | 2 | LI01 | 9.9 | ENT01 | 1 | ENV02 | 3.7 | WMSGS01 | 0.3 | BULD04 | 4 | ZVDF02 | 0
54061.3661 | 4.7329 | 600 | 107242.21 | 178.737 | 583.5 | 2862.47 | 1165.0247 | 4610.9947 | 102631.2153 | 39869.73 | 62761.4853 | Splitao | 2 | LI01 | 9.9 | ENT01 | 1 | ENV02 | 3.7 | WMSGS02 | 0.7 | BULD01 | 1 | ZVDF01 | 1
54061.3661 | 4.7329 | 600 | 103874.33 | 173.1239 | 583.5 | 2862.47 | 1162.1612 | 4608.1312 | 99266.1988 | 39869.73 | 59396.4688 | Splitao | 2 | LI01 | 9.9 | ENT01 | 1 | ENV02 | 3.7 | WMSGS02 | 0.7 | BULD01 | 1 | ZVDF02 | 0
54061.3661 | 4.7329 | 600 | 106267.33 | 177.1122 | 583.5 | 2862.47 | 1226.8056 | 4672.7756 | 101594.5544 | 39869.73 | 61724.8244 | Splitao | 2 | LI01 | 9.9 | ENT01 | 1 | ENV02 | 3.7 | WMSGS02 | 0.7 | BULD02 | 2 | ZVDF01 | 1
54061.3661 | 4.7329 | 600 | 102538.37 | 170.8973 | 583.5 | 2862.47 | 1228.6371 | 4674.6071 | 97863.7629 | 39869.73 | 57994.0329 | Splitao | 2 | LI01 | 9.9 | ENT01 | 1 | ENV02 | 3.7 | WMSGS02 | 0.7 | BULD02 | 2 | ZVDF02 | 0
54061.3661 | 4.7329 | 600 | 108655.63 | 181.0927 | 583.5 | 2862.47 | 1231.1049 | 4677.0749 | 103978.5551 | 39869.73 | 64108.8251 | Splitao | 2 | LI01 | 9.9 | ENT01 | 1 | ENV02 | 3.7 | WMSGS02 | 0.7 | BULD03 | 3 | ZVDF01 | 1
54061.3661 | 4.7329 | 600 | 105125.21 | 175.2087 | 583.5 | 2862.47 | 1228.5111 | 4674.4811 | 100450.7289 | 39869.73 | 60580.9989 | Splitao | 2 | LI01 | 9.9 | ENT01 | 1 | ENV02 | 3.7 | WMSGS02 | 0.7 | BULD03 | 3 | ZVDF02 | 0
54061.3661 | 4.7329 | 600 | 112138.25 | 186.8971 | 583.5 | 2862.47 | 1330.1299 | 4776.0999 | 107362.1501 | 39869.73 | 67492.4201 | Splitao | 2 | LI01 | 9.9 | ENT01 | 1 | ENV01 | 2.5 | WMSGS01 | 0.3 | BULD02 | 2 | ZVDF01 | 1
54061.3661 | 4.7329 | 600 | 107679.64 | 179.4661 | 583.5 | 2862.47 | 1171.8836 | 4617.8536 | 103061.7864 | 39869.73 | 63192.0564 | Splitao | 2 | LI01 | 9.9 | ENT01 | 1 | ENV02 | 3.7 | WMSGS02 | 0.7 | BULD04 | 4 | ZVDF01 | 1
54061.3661 | 4.7329 | 600 | 103571.64 | 172.6194 | 583.5 | 2862.47 | 1174.2019 | 4620.1719 | 98951.4681 | 39869.73 | 59081.7381 | Splitao | 2 | LI01 | 9.9 | ENT01 | 1 | ENV02 | 3.7 | WMSGS02 | 0.7 | BULD04 | 4 | ZVDF02 | 0
54061.3661 | 4.7329 | 600 | 103461.78 | 172.4363 | 583.5 | 2862.47 | 1067.5102 | 4513.4802 | 98948.2998 | 39869.73 | 59078.5698 | Splitao | 2 | LI01 | 9.9 | ENT02 | 2 | ENV01 | 2.5 | WMSGS01 | 0.3 | BULD01 | 1 | ZVDF01 | 1
54061.3661 | 4.7329 | 600 | 100158.93 | 166.9315 | 583.5 | 2862.47 | 1062.7992 | 4508.7692 | 95650.1608 | 39869.73 | 55780.4308 | Splitao | 2 | LI01 | 9.9 | ENT02 | 2 | ENV01 | 2.5 | WMSGS01 | 0.3 | BULD01 | 1 | ZVDF02 | 0
54061.3661 | 4.7329 | 600 | 103817.07 | 173.0285 | 583.5 | 2862.47 | 1122.3364 | 4568.3064 | 99248.7636 | 39869.73 | 59379.0336 | Splitao | 2 | LI01 | 9.9 | ENT02 | 2 | ENV01 | 2.5 | WMSGS01 | 0.3 | BULD02 | 2 | ZVDF01 | 1
54061.3661 | 4.7329 | 600 | 100330.32 | 167.2172 | 583.5 | 2862.47 | 1124.2971 | 4570.2671 | 95760.0529 | 39869.73 | 55890.3229 | Splitao | 2 | LI01 | 9.9 | ENT02 | 2 | ENV01 | 2.5 | WMSGS01 | 0.3 | BULD02 | 2 | ZVDF02 | 0
54061.3661 | 4.7329 | 600 | 105054.74 | 175.0912 | 583.5 | 2862.47 | 1133.5011 | 4579.4711 | 100475.2689 | 39869.73 | 60605.5389 | Splitao | 2 | LI01 | 9.9 | ENT02 | 2 | ENV01 | 2.5 | WMSGS01 | 0.3 | BULD03 | 3 | ZVDF01 | 1
54061.3661 | 4.7329 | 600 | 101689.45 | 169.4824 | 583.5 | 2862.47 | 1127.5305 | 4573.5005 | 97115.9495 | 39869.73 | 57246.2195 | Splitao | 2 | LI01 | 9.9 | ENT02 | 2 | ENV01 | 2.5 | WMSGS01 | 0.3 | BULD03 | 3 | ZVDF02 | 0
54061.3661 | 4.7329 | 600 | 104781.94 | 174.6366 | 583.5 | 2862.47 | 1127.7646 | 4573.7346 | 100208.2054 | 39869.73 | 60338.4754 | Splitao | 2 | LI01 | 9.9 | ENT02 | 2 | ENV01 | 2.5 | WMSGS01 | 0.3 | BULD04 | 4 | ZVDF01 | 1
54061.3661 | 4.7329 | 600 | 100949.55 | 168.2493 | 583.5 | 2862.47 | 1131.9616 | 4577.9316 | 96371.6184 | 39869.73 | 56501.8884 | Splitao | 2 | LI01 | 9.9 | ENT02 | 2 | ENV01 | 2.5 | WMSGS01 | 0.3 | BULD04 | 4 | ZVDF02 | 0
54061.3661 | 4.7329 | 600 | 108212.56 | 180.3543 | 583.5 | 2862.47 | 1330.6703 | 4776.6403 | 103435.9197 | 39869.73 | 63566.1897 | Splitao | 2 | LI01 | 9.9 | ENT01 | 1 | ENV01 | 2.5 | WMSGS01 | 0.3 | BULD02 | 2 | ZVDF02 | 0
54061.3661 | 4.7329 | 600 | 104844.11 | 174.7402 | 583.5 | 2862.47 | 1110.8052 | 4556.7752 | 100287.3348 | 39869.73 | 60417.6048 | Splitao | 2 | LI01 | 9.9 | ENT02 | 2 | ENV01 | 2.5 | WMSGS02 | 0.7 | BULD01 | 1 | ZVDF01 | 1
54061.3661 | 4.7329 | 600 | 101465.28 | 169.1088 | 583.5 | 2862.47 | 1106.4416 | 4552.4116 | 96912.8684 | 39869.73 | 57043.1384 | Splitao | 2 | LI01 | 9.9 | ENT02 | 2 | ENV01 | 2.5 | WMSGS02 | 0.7 | BULD01 | 1 | ZVDF02 | 0
54061.3661 | 4.7329 | 600 | 105556.57 | 175.9276 | 583.5 | 2862.47 | 1188.9569 | 4634.9269 | 100921.6431 | 39869.73 | 61051.9131 | Splitao | 2 | LI01 | 9.9 | ENT02 | 2 | ENV01 | 2.5 | WMSGS02 | 0.7 | BULD02 | 2 | ZVDF01 | 1
54061.3661 | 4.7329 | 600 | 101970.65 | 169.9511 | 583.5 | 2862.47 | 1193.4922 | 4639.4622 | 97331.1878 | 39869.73 | 57461.4578 | Splitao | 2 | LI01 | 9.9 | ENT02 | 2 | ENV01 | 2.5 | WMSGS02 | 0.7 | BULD02 | 2 | ZVDF02 | 0
54061.3661 | 4.7329 | 600 | 107357.55 | 178.9292 | 583.5 | 2862.47 | 1203.5839 | 4649.5539 | 102707.9961 | 39869.73 | 62838.2661 | Splitao | 2 | LI01 | 9.9 | ENT02 | 2 | ENV01 | 2.5 | WMSGS02 | 0.7 | BULD03 | 3 | ZVDF01 | 1
54061.3661 | 4.7329 | 600 | 103892.04 | 173.1534 | 583.5 | 2862.47 | 1198.1039 | 4644.0739 | 99247.9661 | 39869.73 | 59378.2361 | Splitao | 2 | LI01 | 9.9 | ENT02 | 2 | ENV01 | 2.5 | WMSGS02 | 0.7 | BULD03 | 3 | ZVDF02 | 0
54061.3661 | 4.7329 | 600 | 106565.36 | 177.6089 | 583.5 | 2862.47 | 1199.5287 | 4645.4987 | 101919.8613 | 39869.73 | 62050.1313 | Splitao | 2 | LI01 | 9.9 | ENT02 | 2 | ENV01 | 2.5 | WMSGS02 | 0.7 | BULD04 | 4 | ZVDF01 | 1
54061.3661 | 4.7329 | 600 | 102662.19 | 171.1036 | 583.5 | 2862.47 | 1205.1642 | 4651.1342 | 98011.0558 | 39869.73 | 58141.3258 | Splitao | 2 | LI01 | 9.9 | ENT02 | 2 | ENV01 | 2.5 | WMSGS02 | 0.7 | BULD04 | 4 | ZVDF02 | 0
54061.3661 | 4.7329 | 600 | 103266.6 | 172.111 | 583.5 | 2862.47 | 1037.8172 | 4483.7872 | 98782.8128 | 39869.73 | 58913.0828 | Splitao | 2 | LI01 | 9.9 | ENT02 | 2 | ENV02 | 3.7 | WMSGS01 | 0.3 | BULD01 | 1 | ZVDF01 | 1
54061.3661 | 4.7329 | 600 | 99990.62 | 166.651 | 583.5 | 2862.47 | 1034.1782 | 4480.1482 | 95510.4718 | 39869.73 | 55640.7418 | Splitao | 2 | LI01 | 9.9 | ENT02 | 2 | ENV02 | 3.7 | WMSGS01 | 0.3 | BULD01 | 1 | ZVDF02 | 0
54061.3661 | 4.7329 | 600 | 114599.02 | 190.9984 | 583.5 | 2862.47 | 1339.4626 | 4785.4326 | 109813.5874 | 39869.73 | 69943.8574 | Splitao | 2 | LI01 | 9.9 | ENT01 | 1 | ENV01 | 2.5 | WMSGS01 | 0.3 | BULD03 | 3 | ZVDF01 | 1
54061.3661 | 4.7329 | 600 | 103387.96 | 172.3133 | 583.5 | 2862.47 | 1074.035 | 4520.005 | 98867.955 | 39869.73 | 58998.225 | Splitao | 2 | LI01 | 9.9 | ENT02 | 2 | ENV02 | 3.7 | WMSGS01 | 0.3 | BULD02 | 2 | ZVDF01 | 1
54061.3661 | 4.7329 | 600 | 99923.6 | 166.5393 | 583.5 | 2862.47 | 1075.9528 | 4521.9228 | 95401.6772 | 39869.73 | 55531.9472 | Splitao | 2 | LI01 | 9.9 | ENT02 | 2 | ENV02 | 3.7 | WMSGS01 | 0.3 | BULD02 | 2 | ZVDF02 | 0
54061.3661 | 4.7329 | 600 | 104581.7 | 174.3028 | 583.5 | 2862.47 | 1077.2903 | 4523.2603 | 100058.4397 | 39869.73 | 60188.7097 | Splitao | 2 | LI01 | 9.9 | ENT02 | 2 | ENV02 | 3.7 | WMSGS01 | 0.3 | BULD03 | 3 | ZVDF01 | 1
54061.3661 | 4.7329 | 600 | 101270.86 | 168.7848 | 583.5 | 2862.47 | 1072.4239 | 4518.3939 | 96752.4661 | 39869.73 | 56882.7361 | Splitao | 2 | LI01 | 9.9 | ENT02 | 2 | ENV02 | 3.7 | WMSGS01 | 0.3 | BULD03 | 3 | ZVDF02 | 0
54061.3661 | 4.7329 | 600 | 104284.89 | 173.8081 | 583.5 | 2862.47 | 1075.2578 | 4521.2278 | 99763.6622 | 39869.73 | 59893.9322 | Splitao | 2 | LI01 | 9.9 | ENT02 | 2 | ENV02 | 3.7 | WMSGS01 | 0.3 | BULD04 | 4 | ZVDF01 | 1
54061.3661 | 4.7329 | 600 | 100449.48 | 167.4158 | 583.5 | 2862.47 | 1079.8359 | 4525.8059 | 95923.6741 | 39869.73 | 56053.9441 | Splitao | 2 | LI01 | 9.9 | ENT02 | 2 | ENV02 | 3.7 | WMSGS01 | 0.3 | BULD04 | 4 | ZVDF02 | 0
54061.3661 | 4.7329 | 600 | 104676.54 | 174.4609 | 583.5 | 2862.47 | 1080.5842 | 4526.5542 | 100149.9858 | 39869.73 | 60280.2558 | Splitao | 2 | LI01 | 9.9 | ENT02 | 2 | ENV02 | 3.7 | WMSGS02 | 0.7 | BULD01 | 1 | ZVDF01 | 1
54061.3661 | 4.7329 | 600 | 101306.58 | 168.8443 | 583.5 | 2862.47 | 1076.8081 | 4522.7781 | 96783.8019 | 39869.73 | 56914.0719 | Splitao | 2 | LI01 | 9.9 | ENT02 | 2 | ENV02 | 3.7 | WMSGS02 | 0.7 | BULD01 | 1 | ZVDF02 | 0
54061.3661 | 4.7329 | 600 | 105117.83 | 175.1964 | 583.5 | 2862.47 | 1139.6218 | 4585.5918 | 100532.2382 | 39869.73 | 60662.5082 | Splitao | 2 | LI01 | 9.9 | ENT02 | 2 | ENV02 | 3.7 | WMSGS02 | 0.7 | BULD02 | 2 | ZVDF01 | 1
54061.3661 | 4.7329 | 600 | 101571.93 | 169.2865 | 583.5 | 2862.47 | 1144.1505 | 4590.1205 | 96981.8095 | 39869.73 | 57112.0795 | Splitao | 2 | LI01 | 9.9 | ENT02 | 2 | ENV02 | 3.7 | WMSGS02 | 0.7 | BULD02 | 2 | ZVDF02 | 0
54061.3661 | 4.7329 | 600 | 110661.08 | 184.4351 | 583.5 | 2862.47 | 1337.0568 | 4783.0268 | 105878.0532 | 39869.73 | 66008.3232 | Splitao | 2 | LI01 | 9.9 | ENT01 | 1 | ENV01 | 2.5 | WMSGS01 | 0.3 | BULD03 | 3 | ZVDF02 | 0
54061.3661 | 4.7329 | 600 | 106921.3 | 178.2022 | 583.5 | 2862.47 | 1146.4104 | 4592.3804 | 102328.9196 | 39869.73 | 62459.1896 | Splitao | 2 | LI01 | 9.9 | ENT02 | 2 | ENV02 | 3.7 | WMSGS02 | 0.7 | BULD03 | 3 | ZVDF01 | 1
54061.3661 | 4.7329 | 600 | 103497.19 | 172.4953 | 583.5 | 2862.47 | 1141.2582 | 4587.2282 | 98909.9618 | 39869.73 | 59040.2318 | Splitao | 2 | LI01 | 9.9 | ENT02 | 2 | ENV02 | 3.7 | WMSGS02 | 0.7 | BULD03 | 3 | ZVDF02 | 0
54061.3661 | 4.7329 | 600 | 106038.8 | 176.7313 | 583.5 | 2862.47 | 1147.2067 | 4593.1767 | 101445.6233 | 39869.73 | 61575.8933 | Splitao | 2 | LI01 | 9.9 | ENT02 | 2 | ENV02 | 3.7 | WMSGS02 | 0.7 | BULD04 | 4 | ZVDF01 | 1
54061.3661 | 4.7329 | 600 | 102175.25 | 170.2921 | 583.5 | 2862.47 | 1152.9275 | 4598.8975 | 97576.3525 | 39869.73 | 57706.6225 | Splitao | 2 | LI01 | 9.9 | ENT02 | 2 | ENV02 | 3.7 | WMSGS02 | 0.7 | BULD04 | 4 | ZVDF02 | 0
54061.3661 | 4.7329 | 600 | 144604.58 | 241.0076 | 1391.07 | 2862.47 | 1402.6312 | 5656.1712 | 138948.4088 | 39869.73 | 99078.6788 | Splitao | 2 | LI02 | 23.6016 | ENT01 | 1 | ENV01 | 2.5 | WMSGS01 | 0.3 | BULD01 | 1 | ZVDF01 | 1
54061.3661 | 4.7329 | 600 | 141158.82 | 235.2647 | 1391.07 | 2862.47 | 1396.5898 | 5650.1298 | 135508.6902 | 39869.73 | 95638.9602 | Splitao | 2 | LI02 | 23.6016 | ENT01 | 1 | ENV01 | 2.5 | WMSGS01 | 0.3 | BULD01 | 1 | ZVDF02 | 0
54061.3661 | 4.7329 | 600 | 142884.06 | 238.1401 | 1391.07 | 2862.47 | 1486.0935 | 5739.6335 | 137144.4265 | 39869.73 | 97274.6965 | Splitao | 2 | LI02 | 23.6016 | ENT01 | 1 | ENV01 | 2.5 | WMSGS01 | 0.3 | BULD02 | 2 | ZVDF01 | 1
54061.3661 | 4.7329 | 600 | 138850.31 | 231.4172 | 1391.07 | 2862.47 | 1485.8131 | 5739.3531 | 133110.9569 | 39869.73 | 93241.2269 | Splitao | 2 | LI02 | 23.6016 | ENT01 | 1 | ENV01 | 2.5 | WMSGS01 | 0.3 | BULD02 | 2 | ZVDF02 | 0
54061.3661 | 4.7329 | 600 | 145234.67 | 242.0578 | 1391.07 | 2862.47 | 1494.5517 | 5748.0917 | 139486.5783 | 39869.73 | 99616.8483 | Splitao | 2 | LI02 | 23.6016 | ENT01 | 1 | ENV01 | 2.5 | WMSGS01 | 0.3 | BULD03 | 3 | ZVDF01 | 1
54061.3661 | 4.7329 | 600 | 141192.39 | 235.3206 | 1391.07 | 2862.47 | 1491.7291 | 5745.2691 | 135447.1209 | 39869.73 | 95577.3909 | Splitao | 2 | LI02 | 23.6016 | ENT01 | 1 | ENV01 | 2.5 | WMSGS01 | 0.3 | BULD03 | 3 | ZVDF02 | 0
54061.3661 | 4.7329 | 600 | 114147.53 | 190.2459 | 583.5 | 2862.47 | 1208.7525 | 4654.7225 | 109492.8075 | 39869.73 | 69623.0775 | Splitao | 2 | LI01 | 9.9 | ENT01 | 1 | ENV01 | 2.5 | WMSGS01 | 0.3 | BULD04 | 4 | ZVDF01 | 1
54061.3661 | 4.7329 | 600 | 144927.73 | 241.5462 | 1391.07 | 2862.47 | 1362.9053 | 5616.4453 | 139311.2847 | 39869.73 | 99441.5547 | Splitao | 2 | LI02 | 23.6016 | ENT01 | 1 | ENV01 | 2.5 | WMSGS01 | 0.3 | BULD04 | 4 | ZVDF01 | 1
54061.3661 | 4.7329 | 600 | 141374.58 | 235.6243 | 1391.07 | 2862.47 | 1356.9998 | 5610.5398 | 135764.0402 | 39869.73 | 95894.3102 | Splitao | 2 | LI02 | 23.6016 | ENT01 | 1 | ENV01 | 2.5 | WMSGS01 | 0.3 | BULD04 | 4 | ZVDF02 | 0
54061.3661 | 4.7329 | 600 | 145416.23 | 242.3604 | 1391.07 | 2862.47 | 1426.3112 | 5679.8512 | 139736.3788 | 39869.73 | 99866.6488 | Splitao | 2 | LI02 | 23.6016 | ENT01 | 1 | ENV01 | 2.5 | WMSGS02 | 0.7 | BULD01 | 1 | ZVDF01 | 1
54061.3661 | 4.7329 | 600 | 141967.61 | 236.6127 | 1391.07 | 2862.47 | 1419.3136 | 5672.8536 | 136294.7564 | 39869.73 | 96425.0264 | Splitao | 2 | LI02 | 23.6016 | ENT01 | 1 | ENV01 | 2.5 | WMSGS02 | 0.7 | BULD01 | 1 | ZVDF02 | 0
54061.3661 | 4.7329 | 600 | 143179.91 | 238.6332 | 1391.07 | 2862.47 | 1523.9918 | 5777.5318 | 137402.3782 | 39869.73 | 97532.6482 | Splitao | 2 | LI02 | 23.6016 | ENT01 | 1 | ENV01 | 2.5 | WMSGS02 | 0.7 | BULD02 | 2 | ZVDF01 | 1
54061.3661 | 4.7329 | 600 | 139051.43 | 231.7524 | 1391.07 | 2862.47 | 1524.6779 | 5778.2179 | 133273.2121 | 39869.73 | 93403.4821 | Splitao | 2 | LI02 | 23.6016 | ENT01 | 1 | ENV01 | 2.5 | WMSGS02 | 0.7 | BULD02 | 2 | ZVDF02 | 0
54061.3661 | 4.7329 | 600 | 146916.21 | 244.8603 | 1391.07 | 2862.47 | 1533.2522 | 5786.7922 | 141129.4178 | 39869.73 | 101259.6878 | Splitao | 2 | LI02 | 23.6016 | ENT01 | 1 | ENV01 | 2.5 | WMSGS02 | 0.7 | BULD03 | 3 | ZVDF01 | 1
54061.3661 | 4.7329 | 600 | 143004.4 | 238.3407 | 1391.07 | 2862.47 | 1527.858 | 5781.398 | 137223.002 | 39869.73 | 97353.272 | Splitao | 2 | LI02 | 23.6016 | ENT01 | 1 | ENV01 | 2.5 | WMSGS02 | 0.7 | BULD03 | 3 | ZVDF02 | 0
54061.3661 | 4.7329 | 600 | 146031.78 | 243.3863 | 1391.07 | 2862.47 | 1401.566 | 5655.106 | 140376.674 | 39869.73 | 100506.944 | Splitao | 2 | LI02 | 23.6016 | ENT01 | 1 | ENV01 | 2.5 | WMSGS02 | 0.7 | BULD04 | 4 | ZVDF01 | 1
54061.3661 | 4.7329 | 600 | 142136.72 | 236.8945 | 1391.07 | 2862.47 | 1397.2829 | 5650.8229 | 136485.8971 | 39869.73 | 96616.1671 | Splitao | 2 | LI02 | 23.6016 | ENT01 | 1 | ENV01 | 2.5 | WMSGS02 | 0.7 | BULD04 | 4 | ZVDF02 | 0
54061.3661 | 4.7329 | 600 | 110754.45 | 184.5907 | 583.5 | 2862.47 | 1204.637 | 4650.607 | 106103.843 | 39869.73 | 66234.113 | Splitao | 2 | LI01 | 9.9 | ENT01 | 1 | ENV01 | 2.5 | WMSGS01 | 0.3 | BULD04 | 4 | ZVDF02 | 0
54061.3661 | 4.7329 | 600 | 137687.57 | 229.4793 | 1391.07 | 2862.47 | 1307.3893 | 5560.9293 | 132126.6407 | 39869.73 | 92256.9107 | Splitao | 2 | LI02 | 23.6016 | ENT01 | 1 | ENV02 | 3.7 | WMSGS01 | 0.3 | BULD01 | 1 | ZVDF01 | 1
54061.3661 | 4.7329 | 600 | 134129.45 | 223.5491 | 1391.07 | 2862.47 | 1304.1678 | 5557.7078 | 128571.7422 | 39869.73 | 88702.0122 | Splitao | 2 | LI02 | 23.6016 | ENT01 | 1 | ENV02 | 3.7 | WMSGS01 | 0.3 | BULD01 | 1 | ZVDF02 | 0
54061.3661 | 4.7329 | 600 | 136400.46 | 227.3341 | 1391.07 | 2862.47 | 1356.2825 | 5609.8225 | 130790.6375 | 39869.73 | 90920.9075 | Splitao | 2 | LI02 | 23.6016 | ENT01 | 1 | ENV02 | 3.7 | WMSGS01 | 0.3 | BULD02 | 2 | ZVDF01 | 1
54061.3661 | 4.7329 | 600 | 132601.37 | 221.0023 | 1391.07 | 2862.47 | 1356.595 | 5610.135 | 126991.235 | 39869.73 | 87121.505 | Splitao | 2 | LI02 | 23.6016 | ENT01 | 1 | ENV02 | 3.7 | WMSGS01 | 0.3 | BULD02 | 2 | ZVDF02 | 0
54061.3661 | 4.7329 | 600 | 138229.56 | 230.3826 | 1391.07 | 2862.47 | 1355.159 | 5608.699 | 132620.861 | 39869.73 | 92751.131 | Splitao | 2 | LI02 | 23.6016 | ENT01 | 1 | ENV02 | 3.7 | WMSGS01 | 0.3 | BULD03 | 3 | ZVDF01 | 1
54061.3661 | 4.7329 | 600 | 134594.59 | 224.3243 | 1391.07 | 2862.47 | 1352.428 | 5605.968 | 128988.622 | 39869.73 | 89118.892 | Splitao | 2 | LI02 | 23.6016 | ENT01 | 1 | ENV02 | 3.7 | WMSGS01 | 0.3 | BULD03 | 3 | ZVDF02 | 0
54061.3661 | 4.7329 | 600 | 138204.15 | 230.3402 | 1391.07 | 2862.47 | 1293.5063 | 5547.0463 | 132657.1037 | 39869.73 | 92787.3737 | Splitao | 2 | LI02 | 23.6016 | ENT01 | 1 | ENV02 | 3.7 | WMSGS01 | 0.3 | BULD04 | 4 | ZVDF01 | 1
54061.3661 | 4.7329 | 600 | 134410.48 | 224.0175 | 1391.07 | 2862.47 | 1291.7198 | 5545.2598 | 128865.2202 | 39869.73 | 88995.4902 | Splitao | 2 | LI02 | 23.6016 | ENT01 | 1 | ENV02 | 3.7 | WMSGS01 | 0.3 | BULD04 | 4 | ZVDF02 | 0
54061.3661 | 4.7329 | 600 | 138711.95 | 231.1866 | 1391.07 | 2862.47 | 1334.8807 | 5588.4207 | 133123.5293 | 39869.73 | 93253.7993 | Splitao | 2 | LI02 | 23.6016 | ENT01 | 1 | ENV02 | 3.7 | WMSGS02 | 0.7 | BULD01 | 1 | ZVDF01 | 1
54061.3661 | 4.7329 | 600 | 135067.09 | 225.1118 | 1391.07 | 2862.47 | 1331.7242 | 5585.2642 | 129481.8258 | 39869.73 | 89612.0958 | Splitao | 2 | LI02 | 23.6016 | ENT01 | 1 | ENV02 | 3.7 | WMSGS02 | 0.7 | BULD01 | 1 | ZVDF02 | 0
54061.3661 | 4.7329 | 600 | 114763.02 | 191.2717 | 583.5 | 2862.47 | 1271.1485 | 4717.1185 | 110045.9015 | 39869.73 | 70176.1715 | Splitao | 2 | LI01 | 9.9 | ENT01 | 1 | ENV01 | 2.5 | WMSGS02 | 0.7 | BULD01 | 1 | ZVDF01 | 1
54061.3661 | 4.7329 | 600 | 137359.81 | 228.933 | 1391.07 | 2862.47 | 1399.2029 | 5652.7429 | 131707.0671 | 39869.73 | 91837.3371 | Splitao | 2 | LI02 | 23.6016 | ENT01 | 1 | ENV02 | 3.7 | WMSGS02 | 0.7 | BULD02 | 2 | ZVDF01 | 1
54061.3661 | 4.7329 | 600 | 133433.67 | 222.3894 | 1391.07 | 2862.47 | 1400.5925 | 5654.1325 | 127779.5375 | 39869.73 | 87909.8075 | Splitao | 2 | LI02 | 23.6016 | ENT01 | 1 | ENV02 | 3.7 | WMSGS02 | 0.7 | BULD02 | 2 | ZVDF02 | 0
54061.3661 | 4.7329 | 600 | 140042.73 | 233.4046 | 1391.07 | 2862.47 | 1400.995 | 5654.535 | 134388.195 | 39869.73 | 94518.465 | Splitao | 2 | LI02 | 23.6016 | ENT01 | 1 | ENV02 | 3.7 | WMSGS02 | 0.7 | BULD03 | 3 | ZVDF01 | 1
54061.3661 | 4.7329 | 600 | 136288.58 | 227.1476 | 1391.07 | 2862.47 | 1397.9195 | 5651.4595 | 130637.1205 | 39869.73 | 90767.3905 | Splitao | 2 | LI02 | 23.6016 | ENT01 | 1 | ENV02 | 3.7 | WMSGS02 | 0.7 | BULD03 | 3 | ZVDF02 | 0
54061.3661 | 4.7329 | 600 | 139385.96 | 232.3099 | 1391.07 | 2862.47 | 1338.8955 | 5592.4355 | 133793.5245 | 39869.73 | 93923.7945 | Splitao | 2 | LI02 | 23.6016 | ENT01 | 1 | ENV02 | 3.7 | WMSGS02 | 0.7 | BULD04 | 4 | ZVDF01 | 1
54061.3661 | 4.7329 | 600 | 135016.77 | 225.0279 | 1391.07 | 2862.47 | 1341.0925 | 5594.6325 | 129422.1375 | 39869.73 | 89552.4075 | Splitao | 2 | LI02 | 23.6016 | ENT01 | 1 | ENV02 | 3.7 | WMSGS02 | 0.7 | BULD04 | 4 | ZVDF02 | 0
54061.3661 | 4.7329 | 600 | 135969.3 | 226.6155 | 1391.07 | 2862.47 | 1279.717 | 5533.257 | 130436.043 | 39869.73 | 90566.313 | Splitao | 2 | LI02 | 23.6016 | ENT02 | 2 | ENV01 | 2.5 | WMSGS01 | 0.3 | BULD01 | 1 | ZVDF01 | 1
54061.3661 | 4.7329 | 600 | 132478.17 | 220.7969 | 1391.07 | 2862.47 | 1274.4867 | 5528.0267 | 126950.1433 | 39869.73 | 87080.4133 | Splitao | 2 | LI02 | 23.6016 | ENT02 | 2 | ENV01 | 2.5 | WMSGS01 | 0.3 | BULD01 | 1 | ZVDF02 | 0
54061.3661 | 4.7329 | 600 | 136014.14 | 226.6902 | 1391.07 | 2862.47 | 1338.093 | 5591.633 | 130422.507 | 39869.73 | 90552.777 | Splitao | 2 | LI02 | 23.6016 | ENT02 | 2 | ENV01 | 2.5 | WMSGS01 | 0.3 | BULD02 | 2 | ZVDF01 | 1
54061.3661 | 4.7329 | 600 | 132330.59 | 220.551 | 1391.07 | 2862.47 | 1339.9541 | 5593.4941 | 126737.0959 | 39869.73 | 86867.3659 | Splitao | 2 | LI02 | 23.6016 | ENT02 | 2 | ENV01 | 2.5 | WMSGS01 | 0.3 | BULD02 | 2 | ZVDF02 | 0
54061.3661 | 4.7329 | 600 | 111346.34 | 185.5772 | 583.5 | 2862.47 | 1266.5125 | 4712.4825 | 106633.8575 | 39869.73 | 66764.1275 | Splitao | 2 | LI01 | 9.9 | ENT01 | 1 | ENV01 | 2.5 | WMSGS02 | 0.7 | BULD01 | 1 | ZVDF02 | 0
63550.0722 | 4.8031 | 600 | 90231.05 | 150.3851 | 583.5 | 2862.47 | 1308.4452 | 4754.4152 | 85476.6348 | 39869.73 | 45606.9048 | VRF | 1 | LI01 | 9.9 | ENT01 | 1 | ENV01 | 2.5 | WMSGS01 | 0.3 | BULD01 | 1 | ZVDF01 | 1
63550.0722 | 4.8031 | 600 | 113530.22 | 189.217 | 1391.07 | 2862.47 | 1214.2483 | 5467.7883 | 108062.4317 | 39869.73 | 68192.7017 | VRF | 1 | LI02 | 23.6016 | ENT02 | 2 | ENV01 | 2.5 | WMSGS01 | 0.3 | BULD03 | 3 | ZVDF01 | 1
63550.0722 | 4.8031 | 600 | 112079.26 | 186.7988 | 1391.07 | 2862.47 | 1213.3487 | 5466.8887 | 106612.3713 | 39869.73 | 66742.6413 | VRF | 1 | LI02 | 23.6016 | ENT02 | 2 | ENV01 | 2.5 | WMSGS01 | 0.3 | BULD03 | 3 | ZVDF02 | 0
63550.0722 | 4.8031 | 600 | 113699.27 | 189.4988 | 1391.07 | 2862.47 | 1234.7614 | 5488.3014 | 108210.9686 | 39869.73 | 68341.2386 | VRF | 1 | LI02 | 23.6016 | ENT02 | 2 | ENV01 | 2.5 | WMSGS01 | 0.3 | BULD04 | 4 | ZVDF01 | 1
63550.0722 | 4.8031 | 600 | 112157.56 | 186.9293 | 1391.07 | 2862.47 | 1234.4792 | 5488.0192 | 106669.5408 | 39869.73 | 66799.8108 | VRF | 1 | LI02 | 23.6016 | ENT02 | 2 | ENV01 | 2.5 | WMSGS01 | 0.3 | BULD04 | 4 | ZVDF02 | 0
63550.0722 | 4.8031 | 600 | 114078.44 | 190.1307 | 1391.07 | 2862.47 | 1243.5528 | 5497.0928 | 108581.3472 | 39869.73 | 68711.6172 | VRF | 1 | LI02 | 23.6016 | ENT02 | 2 | ENV01 | 2.5 | WMSGS02 | 0.7 | BULD01 | 1 | ZVDF01 | 1
63550.0722 | 4.8031 | 600 | 112332.46 | 187.2208 | 1391.07 | 2862.47 | 1243.2411 | 5496.7811 | 106835.6789 | 39869.73 | 66965.9489 | VRF | 1 | LI02 | 23.6016 | ENT02 | 2 | ENV01 | 2.5 | WMSGS02 | 0.7 | BULD01 | 1 | ZVDF02 | 0
63550.0722 | 4.8031 | 600 | 114981.23 | 191.6354 | 1391.07 | 2862.47 | 1303.0867 | 5556.6267 | 109424.6033 | 39869.73 | 69554.8733 | VRF | 1 | LI02 | 23.6016 | ENT02 | 2 | ENV01 | 2.5 | WMSGS02 | 0.7 | BULD02 | 2 | ZVDF01 | 1
63550.0722 | 4.8031 | 600 | 112841.48 | 188.0691 | 1391.07 | 2862.47 | 1302.5157 | 5556.0557 | 107285.4243 | 39869.73 | 67415.6943 | VRF | 1 | LI02 | 23.6016 | ENT02 | 2 | ENV01 | 2.5 | WMSGS02 | 0.7 | BULD02 | 2 | ZVDF02 | 0
63550.0722 | 4.8031 | 600 | 114400.91 | 190.6682 | 1391.07 | 2862.47 | 1266.8831 | 5520.4231 | 108880.4869 | 39869.73 | 69010.7569 | VRF | 1 | LI02 | 23.6016 | ENT02 | 2 | ENV01 | 2.5 | WMSGS02 | 0.7 | BULD03 | 3 | ZVDF01 | 1
63550.0722 | 4.8031 | 600 | 112531.35 | 187.5522 | 1391.07 | 2862.47 | 1266.241 | 5519.781 | 107011.569 | 39869.73 | 67141.839 | VRF | 1 | LI02 | 23.6016 | ENT02 | 2 | ENV01 | 2.5 | WMSGS02 | 0.7 | BULD03 | 3 | ZVDF02 | 0
63550.0722 | 4.8031 | 600 | 91583.87 | 152.6398 | 583.5 | 2862.47 | 1335.6812 | 4781.6512 | 86802.2188 | 39869.73 | 46932.4888 | VRF | 1 | LI01 | 9.9 | ENT01 | 1 | ENV01 | 2.5 | WMSGS02 | 0.7 | BULD02 | 2 | ZVDF01 | 1
63550.0722 | 4.8031 | 600 | 114716.07 | 191.1934 | 1391.07 | 2862.47 | 1296.6823 | 5550.2223 | 109165.8477 | 39869.73 | 69296.1177 | VRF | 1 | LI02 | 23.6016 | ENT02 | 2 | ENV01 | 2.5 | WMSGS02 | 0.7 | BULD04 | 4 | ZVDF01 | 1
63550.0722 | 4.8031 | 600 | 112714.94 | 187.8582 | 1391.07 | 2862.47 | 1296.6493 | 5550.1893 | 107164.7507 | 39869.73 | 67295.0207 | VRF | 1 | LI02 | 23.6016 | ENT02 | 2 | ENV01 | 2.5 | WMSGS02 | 0.7 | BULD04 | 4 | ZVDF02 | 0
63550.0722 | 4.8031 | 600 | 113233.19 | 188.722 | 1391.07 | 2862.47 | 1161.4588 | 5414.9988 | 107818.1912 | 39869.73 | 67948.4612 | VRF | 1 | LI02 | 23.6016 | ENT02 | 2 | ENV02 | 3.7 | WMSGS01 | 0.3 | BULD01 | 1 | ZVDF01 | 1
63550.0722 | 4.8031 | 600 | 111853.57 | 186.4226 | 1391.07 | 2862.47 | 1161.1042 | 5414.6442 | 106438.9258 | 39869.73 | 66569.1958 | VRF | 1 | LI02 | 23.6016 | ENT02 | 2 | ENV02 | 3.7 | WMSGS01 | 0.3 | BULD01 | 1 | ZVDF02 | 0
63550.0722 | 4.8031 | 600 | 113620.45 | 189.3674 | 1391.07 | 2862.47 | 1182.8408 | 5436.3808 | 108184.0692 | 39869.73 | 68314.3392 | VRF | 1 | LI02 | 23.6016 | ENT02 | 2 | ENV02 | 3.7 | WMSGS01 | 0.3 | BULD02 | 2 | ZVDF01 | 1
63550.0722 | 4.8031 | 600 | 112073.4 | 186.789 | 1391.07 | 2862.47 | 1181.9781 | 5435.5181 | 106637.8819 | 39869.73 | 66768.1519 | VRF | 1 | LI02 | 23.6016 | ENT02 | 2 | ENV02 | 3.7 | WMSGS01 | 0.3 | BULD02 | 2 | ZVDF02 | 0
63550.0722 | 4.8031 | 600 | 113379.17 | 188.9653 | 1391.07 | 2862.47 | 1171.356 | 5424.896 | 107954.274 | 39869.73 | 68084.544 | VRF | 1 | LI02 | 23.6016 | ENT02 | 2 | ENV02 | 3.7 | WMSGS01 | 0.3 | BULD03 | 3 | ZVDF01 | 1
63550.0722 | 4.8031 | 600 | 111973.99 | 186.6233 | 1391.07 | 2862.47 | 1170.7394 | 5424.2794 | 106549.7106 | 39869.73 | 66679.9806 | VRF | 1 | LI02 | 23.6016 | ENT02 | 2 | ENV02 | 3.7 | WMSGS01 | 0.3 | BULD03 | 3 | ZVDF02 | 0
63550.0722 | 4.8031 | 600 | 113493.01 | 189.155 | 1391.07 | 2862.47 | 1182.4365 | 5435.9765 | 108057.0335 | 39869.73 | 68187.3035 | VRF | 1 | LI02 | 23.6016 | ENT02 | 2 | ENV02 | 3.7 | WMSGS01 | 0.3 | BULD04 | 4 | ZVDF01 | 1
63550.0722 | 4.8031 | 600 | 112023.01 | 186.705 | 1391.07 | 2862.47 | 1182.2458 | 5435.7858 | 106587.2242 | 39869.73 | 66717.4942 | VRF | 1 | LI02 | 23.6016 | ENT02 | 2 | ENV02 | 3.7 | WMSGS01 | 0.3 | BULD04 | 4 | ZVDF02 | 0
63550.0722 | 4.8031 | 600 | 88617.42 | 147.6957 | 583.5 | 2862.47 | 1334.9196 | 4780.8896 | 83836.5304 | 39869.73 | 43966.8004 | VRF | 1 | LI01 | 9.9 | ENT01 | 1 | ENV01 | 2.5 | WMSGS02 | 0.7 | BULD02 | 2 | ZVDF02 | 0
63550.0722 | 4.8031 | 600 | 113934.92 | 189.8915 | 1391.07 | 2862.47 | 1200.262 | 5453.802 | 108481.118 | 39869.73 | 68611.388 | VRF | 1 | LI02 | 23.6016 | ENT02 | 2 | ENV02 | 3.7 | WMSGS02 | 0.7 | BULD01 | 1 | ZVDF01 | 1
63550.0722 | 4.8031 | 600 | 112248.79 | 187.0813 | 1391.07 | 2862.47 | 1200.2441 | 5453.7841 | 106795.0059 | 39869.73 | 66925.2759 | VRF | 1 | LI02 | 23.6016 | ENT02 | 2 | ENV02 | 3.7 | WMSGS02 | 0.7 | BULD01 | 1 | ZVDF02 | 0
63550.0722 | 4.8031 | 600 | 114741.47 | 191.2358 | 1391.07 | 2862.47 | 1238.9811 | 5492.5211 | 109248.9489 | 39869.73 | 69379.2189 | VRF | 1 | LI02 | 23.6016 | ENT02 | 2 | ENV02 | 3.7 | WMSGS02 | 0.7 | BULD02 | 2 | ZVDF01 | 1
63550.0722 | 4.8031 | 600 | 112689.75 | 187.8162 | 1391.07 | 2862.47 | 1238.7943 | 5492.3343 | 107197.4157 | 39869.73 | 67327.6857 | VRF | 1 | LI02 | 23.6016 | ENT02 | 2 | ENV02 | 3.7 | WMSGS02 | 0.7 | BULD02 | 2 | ZVDF02 | 0
63550.0722 | 4.8031 | 600 | 114239.59 | 190.3993 | 1391.07 | 2862.47 | 1218.4585 | 5471.9985 | 108767.5915 | 39869.73 | 68897.8615 | VRF | 1 | LI02 | 23.6016 | ENT02 | 2 | ENV02 | 3.7 | WMSGS02 | 0.7 | BULD03 | 3 | ZVDF01 | 1
63550.0722 | 4.8031 | 600 | 112440.45 | 187.4007 | 1391.07 | 2862.47 | 1218.3186 | 5471.8586 | 106968.5914 | 39869.73 | 67098.8614 | VRF | 1 | LI02 | 23.6016 | ENT02 | 2 | ENV02 | 3.7 | WMSGS02 | 0.7 | BULD03 | 3 | ZVDF02 | 0
63550.0722 | 4.8031 | 600 | 114492.72 | 190.8212 | 1391.07 | 2862.47 | 1236.995 | 5490.535 | 109002.185 | 39869.73 | 69132.455 | VRF | 1 | LI02 | 23.6016 | ENT02 | 2 | ENV02 | 3.7 | WMSGS02 | 0.7 | BULD04 | 4 | ZVDF01 | 1
63550.0722 | 4.8031 | 600 | 112568.89 | 187.6148 | 1391.07 | 2862.47 | 1236.9816 | 5490.5216 | 107078.3684 | 39869.73 | 67208.6384 | VRF | 1 | LI02 | 23.6016 | ENT02 | 2 | ENV02 | 3.7 | WMSGS02 | 0.7 | BULD04 | 4 | ZVDF02 | 0
63550.0722 | 4.8031 | 600 | 91164.27 | 151.9404 | 583.5 | 2862.47 | 1373.6407 | 4819.6107 | 86344.6593 | 39869.73 | 46474.9293 | VRF | 1 | LI01 | 9.9 | ENT01 | 1 | ENV01 | 2.5 | WMSGS02 | 0.7 | BULD03 | 3 | ZVDF01 | 1
63550.0722 | 4.8031 | 600 | 88348.91 | 147.2482 | 583.5 | 2862.47 | 1372.275 | 4818.245 | 83530.665 | 39869.73 | 43660.935 | VRF | 1 | LI01 | 9.9 | ENT01 | 1 | ENV01 | 2.5 | WMSGS02 | 0.7 | BULD03 | 3 | ZVDF02 | 0
63550.0722 | 4.8031 | 600 | 91113.33 | 151.8555 | 583.5 | 2862.47 | 1303.0657 | 4749.0357 | 86364.2943 | 39869.73 | 46494.5643 | VRF | 1 | LI01 | 9.9 | ENT01 | 1 | ENV01 | 2.5 | WMSGS02 | 0.7 | BULD04 | 4 | ZVDF01 | 1
63550.0722 | 4.8031 | 600 | 88247.73 | 147.0795 | 583.5 | 2862.47 | 1302.4477 | 4748.4177 | 83499.3123 | 39869.73 | 43629.5823 | VRF | 1 | LI01 | 9.9 | ENT01 | 1 | ENV01 | 2.5 | WMSGS02 | 0.7 | BULD04 | 4 | ZVDF02 | 0
63550.0722 | 4.8031 | 600 | 86207.52 | 143.6792 | 583.5 | 2862.47 | 1161.7436 | 4607.7136 | 81599.8064 | 39869.73 | 41730.0764 | VRF | 1 | LI01 | 9.9 | ENT01 | 1 | ENV02 | 3.7 | WMSGS01 | 0.3 | BULD01 | 1 | ZVDF01 | 1
63550.0722 | 4.8031 | 600 | 84919.07 | 141.5318 | 583.5 | 2862.47 | 1161.583 | 4607.553 | 80311.517 | 39869.73 | 40441.787 | VRF | 1 | LI01 | 9.9 | ENT01 | 1 | ENV02 | 3.7 | WMSGS01 | 0.3 | BULD01 | 1 | ZVDF02 | 0
63550.0722 | 4.8031 | 600 | 86383.36 | 143.9723 | 583.5 | 2862.47 | 1161.5988 | 4607.5688 | 81775.7912 | 39869.73 | 41906.0612 | VRF | 1 | LI01 | 9.9 | ENT01 | 1 | ENV02 | 3.7 | WMSGS01 | 0.3 | BULD02 | 2 | ZVDF01 | 1
63550.0722 | 4.8031 | 600 | 84993.4 | 141.6557 | 583.5 | 2862.47 | 1161.3158 | 4607.2858 | 80386.1142 | 39869.73 | 40516.3842 | VRF | 1 | LI01 | 9.9 | ENT01 | 1 | ENV02 | 3.7 | WMSGS01 | 0.3 | BULD02 | 2 | ZVDF02 | 0
63550.0722 | 4.8031 | 600 | 87682.3 | 146.1372 | 583.5 | 2862.47 | 1307.5039 | 4753.4739 | 82928.8261 | 39869.73 | 43059.0961 | VRF | 1 | LI01 | 9.9 | ENT01 | 1 | ENV01 | 2.5 | WMSGS01 | 0.3 | BULD01 | 1 | ZVDF02 | 0
63550.0722 | 4.8031 | 600 | 86287.88 | 143.8131 | 583.5 | 2862.47 | 1169.0574 | 4615.0274 | 81672.8526 | 39869.73 | 41803.1226 | VRF | 1 | LI01 | 9.9 | ENT01 | 1 | ENV02 | 3.7 | WMSGS01 | 0.3 | BULD03 | 3 | ZVDF01 | 1
63550.0722 | 4.8031 | 600 | 85041.54 | 141.7359 | 583.5 | 2862.47 | 1168.9711 | 4614.9411 | 80426.5989 | 39869.73 | 40556.8689 | VRF | 1 | LI01 | 9.9 | ENT01 | 1 | ENV02 | 3.7 | WMSGS01 | 0.3 | BULD03 | 3 | ZVDF02 | 0
63550.0722 | 4.8031 | 600 | 86284.78 | 143.808 | 583.5 | 2862.47 | 1142.7635 | 4588.7335 | 81696.0465 | 39869.73 | 41826.3165 | VRF | 1 | LI01 | 9.9 | ENT01 | 1 | ENV02 | 3.7 | WMSGS01 | 0.3 | BULD04 | 4 | ZVDF01 | 1
63550.0722 | 4.8031 | 600 | 85053.33 | 141.7555 | 583.5 | 2862.47 | 1142.6786 | 4588.6486 | 80464.6814 | 39869.73 | 40594.9514 | VRF | 1 | LI01 | 9.9 | ENT01 | 1 | ENV02 | 3.7 | WMSGS01 | 0.3 | BULD04 | 4 | ZVDF02 | 0
63550.0722 | 4.8031 | 600 | 86680.92 | 144.4682 | 583.5 | 2862.47 | 1189.1109 | 4635.0809 | 82045.8391 | 39869.73 | 42176.1091 | VRF | 1 | LI01 | 9.9 | ENT01 | 1 | ENV02 | 3.7 | WMSGS02 | 0.7 | BULD01 | 1 | ZVDF01 | 1
63550.0722 | 4.8031 | 600 | 85279.25 | 142.1321 | 583.5 | 2862.47 | 1188.96 | 4634.93 | 80644.32 | 39869.73 | 40774.59 | VRF | 1 | LI01 | 9.9 | ENT01 | 1 | ENV02 | 3.7 | WMSGS02 | 0.7 | BULD01 | 1 | ZVDF02 | 0
63550.0722 | 4.8031 | 600 | 87109.65 | 145.1828 | 583.5 | 2862.47 | 1198.6459 | 4644.6159 | 82465.0341 | 39869.73 | 42595.3041 | VRF | 1 | LI01 | 9.9 | ENT01 | 1 | ENV02 | 3.7 | WMSGS02 | 0.7 | BULD02 | 2 | ZVDF01 | 1
63550.0722 | 4.8031 | 600 | 85524.27 | 142.5404 | 583.5 | 2862.47 | 1198.6312 | 4644.6012 | 80879.6688 | 39869.73 | 41009.9388 | VRF | 1 | LI01 | 9.9 | ENT01 | 1 | ENV02 | 3.7 | WMSGS02 | 0.7 | BULD02 | 2 | ZVDF02 | 0
63550.0722 | 4.8031 | 600 | 86841.79 | 144.7363 | 583.5 | 2862.47 | 1201.4631 | 4647.4331 | 82194.3569 | 39869.73 | 42324.6269 | VRF | 1 | LI01 | 9.9 | ENT01 | 1 | ENV02 | 3.7 | WMSGS02 | 0.7 | BULD03 | 3 | ZVDF01 | 1
63550.0722 | 4.8031 | 600 | 85468 | 142.4467 | 583.5 | 2862.47 | 1201.2951 | 4647.2651 | 80820.7349 | 39869.73 | 40951.0049 | VRF | 1 | LI01 | 9.9 | ENT01 | 1 | ENV02 | 3.7 | WMSGS02 | 0.7 | BULD03 | 3 | ZVDF02 | 0
63550.0722 | 4.8031 | 600 | 90432.61 | 150.721 | 583.5 | 2862.47 | 1293.1074 | 4739.0774 | 85693.5326 | 39869.73 | 45823.8026 | VRF | 1 | LI01 | 9.9 | ENT01 | 1 | ENV01 | 2.5 | WMSGS01 | 0.3 | BULD02 | 2 | ZVDF01 | 1
63550.0722 | 4.8031 | 600 | 86906.1 | 144.8435 | 583.5 | 2862.47 | 1179.2414 | 4625.2114 | 82280.8886 | 39869.73 | 42411.1586 | VRF | 1 | LI01 | 9.9 | ENT01 | 1 | ENV02 | 3.7 | WMSGS02 | 0.7 | BULD04 | 4 | ZVDF01 | 1
63550.0722 | 4.8031 | 600 | 85515.87 | 142.5264 | 583.5 | 2862.47 | 1178.9798 | 4624.9498 | 80890.9202 | 39869.73 | 41021.1902 | VRF | 1 | LI01 | 9.9 | ENT01 | 1 | ENV02 | 3.7 | WMSGS02 | 0.7 | BULD04 | 4 | ZVDF02 | 0
63550.0722 | 4.8031 | 600 | 85438.96 | 142.3983 | 583.5 | 2862.47 | 1079.6942 | 4525.6642 | 80913.2958 | 39869.73 | 41043.5658 | VRF | 1 | LI01 | 9.9 | ENT02 | 2 | ENV01 | 2.5 | WMSGS01 | 0.3 | BULD01 | 1 | ZVDF01 | 1
63550.0722 | 4.8031 | 600 | 83954.01 | 139.9233 | 583.5 | 2862.47 | 1079.7649 | 4525.7349 | 79428.2751 | 39869.73 | 39558.5451 | VRF | 1 | LI01 | 9.9 | ENT02 | 2 | ENV01 | 2.5 | WMSGS01 | 0.3 | BULD01 | 1 | ZVDF02 | 0
63550.0722 | 4.8031 | 600 | 85838.78 | 143.0646 | 583.5 | 2862.47 | 1107.352 | 4553.322 | 81285.458 | 39869.73 | 41415.728 | VRF | 1 | LI01 | 9.9 | ENT02 | 2 | ENV01 | 2.5 | WMSGS01 | 0.3 | BULD02 | 2 | ZVDF01 | 1
63550.0722 | 4.8031 | 600 | 84434.16 | 140.7236 | 583.5 | 2862.47 | 1107.538 | 4553.508 | 79880.652 | 39869.73 | 40010.922 | VRF | 1 | LI01 | 9.9 | ENT02 | 2 | ENV01 | 2.5 | WMSGS01 | 0.3 | BULD02 | 2 | ZVDF02 | 0
63550.0722 | 4.8031 | 600 | 85689.61 | 142.816 | 583.5 | 2862.47 | 1092.6102 | 4538.5802 | 81151.0298 | 39869.73 | 41281.2998 | VRF | 1 | LI01 | 9.9 | ENT02 | 2 | ENV01 | 2.5 | WMSGS01 | 0.3 | BULD03 | 3 | ZVDF01 | 1
63550.0722 | 4.8031 | 600 | 84265.69 | 140.4428 | 583.5 | 2862.47 | 1092.6297 | 4538.5997 | 79727.0903 | 39869.73 | 39857.3603 | VRF | 1 | LI01 | 9.9 | ENT02 | 2 | ENV01 | 2.5 | WMSGS01 | 0.3 | BULD03 | 3 | ZVDF02 | 0
63550.0722 | 4.8031 | 600 | 85742.49 | 142.9042 | 583.5 | 2862.47 | 1104.6801 | 4550.6501 | 81191.8399 | 39869.73 | 41322.1099 | VRF | 1 | LI01 | 9.9 | ENT02 | 2 | ENV01 | 2.5 | WMSGS01 | 0.3 | BULD04 | 4 | ZVDF01 | 1
63550.0722 | 4.8031 | 600 | 84348.85 | 140.5814 | 583.5 | 2862.47 | 1104.6932 | 4550.6632 | 79798.1868 | 39869.73 | 39928.4568 | VRF | 1 | LI01 | 9.9 | ENT02 | 2 | ENV01 | 2.5 | WMSGS01 | 0.3 | BULD04 | 4 | ZVDF02 | 0
63550.0722 | 4.8031 | 600 | 87813.73 | 146.3562 | 583.5 | 2862.47 | 1292.2703 | 4738.2403 | 83075.4897 | 39869.73 | 43205.7597 | VRF | 1 | LI01 | 9.9 | ENT01 | 1 | ENV01 | 2.5 | WMSGS01 | 0.3 | BULD02 | 2 | ZVDF02 | 0
63550.0722 | 4.8031 | 600 | 85975.26 | 143.2921 | 583.5 | 2862.47 | 1111.6788 | 4557.6488 | 81417.6112 | 39869.73 | 41547.8812 | VRF | 1 | LI01 | 9.9 | ENT02 | 2 | ENV01 | 2.5 | WMSGS02 | 0.7 | BULD01 | 1 | ZVDF01 | 1
63550.0722 | 4.8031 | 600 | 84522.17 | 140.8703 | 583.5 | 2862.47 | 1111.6503 | 4557.6203 | 79964.5497 | 39869.73 | 40094.8197 | VRF | 1 | LI01 | 9.9 | ENT02 | 2 | ENV01 | 2.5 | WMSGS02 | 0.7 | BULD01 | 1 | ZVDF02 | 0
63550.0722 | 4.8031 | 600 | 86580.5 | 144.3008 | 583.5 | 2862.47 | 1155.8216 | 4601.7916 | 81978.7084 | 39869.73 | 42108.9784 | VRF | 1 | LI01 | 9.9 | ENT02 | 2 | ENV01 | 2.5 | WMSGS02 | 0.7 | BULD02 | 2 | ZVDF01 | 1
63550.0722 | 4.8031 | 600 | 85152.5 | 141.9208 | 583.5 | 2862.47 | 1156.0018 | 4601.9718 | 80550.5282 | 39869.73 | 40680.7982 | VRF | 1 | LI01 | 9.9 | ENT02 | 2 | ENV01 | 2.5 | WMSGS02 | 0.7 | BULD02 | 2 | ZVDF02 | 0
63550.0722 | 4.8031 | 600 | 86262.83 | 143.7714 | 583.5 | 2862.47 | 1130.901 | 4576.871 | 81685.959 | 39869.73 | 41816.229 | VRF | 1 | LI01 | 9.9 | ENT02 | 2 | ENV01 | 2.5 | WMSGS02 | 0.7 | BULD03 | 3 | ZVDF01 | 1
63550.0722 | 4.8031 | 600 | 84949.35 | 141.5823 | 583.5 | 2862.47 | 1131.1596 | 4577.1296 | 80372.2204 | 39869.73 | 40502.4904 | VRF | 1 | LI01 | 9.9 | ENT02 | 2 | ENV01 | 2.5 | WMSGS02 | 0.7 | BULD03 | 3 | ZVDF02 | 0
63550.0722 | 4.8031 | 600 | 86438.37 | 144.064 | 583.5 | 2862.47 | 1151.5244 | 4597.4944 | 81840.8756 | 39869.73 | 41971.1456 | VRF | 1 | LI01 | 9.9 | ENT02 | 2 | ENV01 | 2.5 | WMSGS02 | 0.7 | BULD04 | 4 | ZVDF01 | 1
63550.0722 | 4.8031 | 600 | 85040.7 | 141.7345 | 583.5 | 2862.47 | 1151.202 | 4597.172 | 80443.528 | 39869.73 | 40573.798 | VRF | 1 | LI01 | 9.9 | ENT02 | 2 | ENV01 | 2.5 | WMSGS02 | 0.7 | BULD04 | 4 | ZVDF02 | 0
63550.0722 | 4.8031 | 600 | 85332.23 | 142.2204 | 583.5 | 2862.47 | 1050.3644 | 4496.3344 | 80835.8956 | 39869.73 | 40966.1656 | VRF | 1 | LI01 | 9.9 | ENT02 | 2 | ENV02 | 3.7 | WMSGS01 | 0.3 | BULD01 | 1 | ZVDF01 | 1
63550.0722 | 4.8031 | 600 | 83801.22 | 139.6687 | 583.5 | 2862.47 | 1050.3868 | 4496.3568 | 79304.8632 | 39869.73 | 39435.1332 | VRF | 1 | LI01 | 9.9 | ENT02 | 2 | ENV02 | 3.7 | WMSGS01 | 0.3 | BULD01 | 1 | ZVDF02 | 0
63550.0722 | 4.8031 | 600 | 90265.26 | 150.4421 | 583.5 | 2862.47 | 1336.8675 | 4782.8375 | 85482.4225 | 39869.73 | 45612.6925 | VRF | 1 | LI01 | 9.9 | ENT01 | 1 | ENV01 | 2.5 | WMSGS01 | 0.3 | BULD03 | 3 | ZVDF01 | 1
63550.0722 | 4.8031 | 600 | 85652.16 | 142.7536 | 583.5 | 2862.47 | 1066.9705 | 4512.9405 | 81139.2195 | 39869.73 | 41269.4895 | VRF | 1 | LI01 | 9.9 | ENT02 | 2 | ENV02 | 3.7 | WMSGS01 | 0.3 | BULD02 | 2 | ZVDF01 | 1
63550.0722 | 4.8031 | 600 | 84206.21 | 140.3437 | 583.5 | 2862.47 | 1067.0883 | 4513.0583 | 79693.1517 | 39869.73 | 39823.4217 | VRF | 1 | LI01 | 9.9 | ENT02 | 2 | ENV02 | 3.7 | WMSGS01 | 0.3 | BULD02 | 2 | ZVDF02 | 0
63550.0722 | 4.8031 | 600 | 85534.48 | 142.5575 | 583.5 | 2862.47 | 1058.2256 | 4504.1956 | 81030.2844 | 39869.73 | 41160.5544 | VRF | 1 | LI01 | 9.9 | ENT02 | 2 | ENV02 | 3.7 | WMSGS01 | 0.3 | BULD03 | 3 | ZVDF01 | 1
63550.0722 | 4.8031 | 600 | 84048.59 | 140.081 | 583.5 | 2862.47 | 1058.1996 | 4504.1696 | 79544.4204 | 39869.73 | 39674.6904 | VRF | 1 | LI01 | 9.9 | ENT02 | 2 | ENV02 | 3.7 | WMSGS01 | 0.3 | BULD03 | 3 | ZVDF02 | 0
63550.0722 | 4.8031 | 600 | 85569.02 | 142.615 | 583.5 | 2862.47 | 1064.3884 | 4510.3584 | 81058.6616 | 39869.73 | 41188.9316 | VRF | 1 | LI01 | 9.9 | ENT02 | 2 | ENV02 | 3.7 | WMSGS01 | 0.3 | BULD04 | 4 | ZVDF01 | 1
63550.0722 | 4.8031 | 600 | 84119.58 | 140.1993 | 583.5 | 2862.47 | 1064.4109 | 4510.3809 | 79609.1991 | 39869.73 | 39739.4691 | VRF | 1 | LI01 | 9.9 | ENT02 | 2 | ENV02 | 3.7 | WMSGS01 | 0.3 | BULD04 | 4 | ZVDF02 | 0
63550.0722 | 4.8031 | 600 | 85858.83 | 143.0981 | 583.5 | 2862.47 | 1078.5262 | 4524.4962 | 81334.3338 | 39869.73 | 41464.6038 | VRF | 1 | LI01 | 9.9 | ENT02 | 2 | ENV02 | 3.7 | WMSGS02 | 0.7 | BULD01 | 1 | ZVDF01 | 1
63550.0722 | 4.8031 | 600 | 84419.01 | 140.6984 | 583.5 | 2862.47 | 1078.5892 | 4524.5592 | 79894.4508 | 39869.73 | 40024.7208 | VRF | 1 | LI01 | 9.9 | ENT02 | 2 | ENV02 | 3.7 | WMSGS02 | 0.7 | BULD01 | 1 | ZVDF02 | 0
63550.0722 | 4.8031 | 600 | 86396.8 | 143.9947 | 583.5 | 2862.47 | 1108.2327 | 4554.2027 | 81842.5973 | 39869.73 | 41972.8673 | VRF | 1 | LI01 | 9.9 | ENT02 | 2 | ENV02 | 3.7 | WMSGS02 | 0.7 | BULD02 | 2 | ZVDF01 | 1
63550.0722 | 4.8031 | 600 | 84979.16 | 141.6319 | 583.5 | 2862.47 | 1108.1845 | 4554.1545 | 80425.0055 | 39869.73 | 40555.2755 | VRF | 1 | LI01 | 9.9 | ENT02 | 2 | ENV02 | 3.7 | WMSGS02 | 0.7 | BULD02 | 2 | ZVDF02 | 0
63550.0722 | 4.8031 | 600 | 87730.52 | 146.2175 | 583.5 | 2862.47 | 1335.9583 | 4781.9283 | 82948.5917 | 39869.73 | 43078.8617 | VRF | 1 | LI01 | 9.9 | ENT01 | 1 | ENV01 | 2.5 | WMSGS01 | 0.3 | BULD03 | 3 | ZVDF02 | 0
63550.0722 | 4.8031 | 600 | 86123.77 | 143.5396 | 583.5 | 2862.47 | 1092.7343 | 4538.7043 | 81585.0657 | 39869.73 | 41715.3357 | VRF | 1 | LI01 | 9.9 | ENT02 | 2 | ENV02 | 3.7 | WMSGS02 | 0.7 | BULD03 | 3 | ZVDF01 | 1
63550.0722 | 4.8031 | 600 | 84798.79 | 141.3313 | 583.5 | 2862.47 | 1092.9049 | 4538.8749 | 80259.9151 | 39869.73 | 40390.1851 | VRF | 1 | LI01 | 9.9 | ENT02 | 2 | ENV02 | 3.7 | WMSGS02 | 0.7 | BULD03 | 3 | ZVDF02 | 0
63550.0722 | 4.8031 | 600 | 86258.54 | 143.7642 | 583.5 | 2862.47 | 1105.4013 | 4551.3713 | 81707.1687 | 39869.73 | 41837.4387 | VRF | 1 | LI01 | 9.9 | ENT02 | 2 | ENV02 | 3.7 | WMSGS02 | 0.7 | BULD04 | 4 | ZVDF01 | 1
63550.0722 | 4.8031 | 600 | 84877.6 | 141.4627 | 583.5 | 2862.47 | 1105.4165 | 4551.3865 | 80326.2135 | 39869.73 | 40456.4835 | VRF | 1 | LI01 | 9.9 | ENT02 | 2 | ENV02 | 3.7 | WMSGS02 | 0.7 | BULD04 | 4 | ZVDF02 | 0
63550.0722 | 4.8031 | 600 | 119081.89 | 198.4698 | 1391.07 | 2862.47 | 1458.1319 | 5711.6719 | 113370.2181 | 39869.73 | 73500.4881 | VRF | 1 | LI02 | 23.6016 | ENT01 | 1 | ENV01 | 2.5 | WMSGS01 | 0.3 | BULD01 | 1 | ZVDF01 | 1
63550.0722 | 4.8031 | 600 | 115997.97 | 193.3299 | 1391.07 | 2862.47 | 1454.1305 | 5707.6705 | 110290.2995 | 39869.73 | 70420.5695 | VRF | 1 | LI02 | 23.6016 | ENT01 | 1 | ENV01 | 2.5 | WMSGS01 | 0.3 | BULD01 | 1 | ZVDF02 | 0
63550.0722 | 4.8031 | 600 | 119317.41 | 198.8623 | 1391.07 | 2862.47 | 1441.0641 | 5694.6041 | 113622.8059 | 39869.73 | 73753.0759 | VRF | 1 | LI02 | 23.6016 | ENT01 | 1 | ENV01 | 2.5 | WMSGS01 | 0.3 | BULD02 | 2 | ZVDF01 | 1
63550.0722 | 4.8031 | 600 | 116174.91 | 193.6248 | 1391.07 | 2862.47 | 1437.591 | 5691.131 | 110483.779 | 39869.73 | 70614.049 | VRF | 1 | LI02 | 23.6016 | ENT01 | 1 | ENV01 | 2.5 | WMSGS01 | 0.3 | BULD02 | 2 | ZVDF02 | 0
63550.0722 | 4.8031 | 600 | 119141.31 | 198.5688 | 1391.07 | 2862.47 | 1494.8825 | 5748.4225 | 113392.8875 | 39869.73 | 73523.1575 | VRF | 1 | LI02 | 23.6016 | ENT01 | 1 | ENV01 | 2.5 | WMSGS01 | 0.3 | BULD03 | 3 | ZVDF01 | 1
63550.0722 | 4.8031 | 600 | 116038.08 | 193.3968 | 1391.07 | 2862.47 | 1490.7941 | 5744.3341 | 110293.7459 | 39869.73 | 70424.0159 | VRF | 1 | LI02 | 23.6016 | ENT01 | 1 | ENV01 | 2.5 | WMSGS01 | 0.3 | BULD03 | 3 | ZVDF02 | 0
63550.0722 | 4.8031 | 600 | 90090.54 | 150.1509 | 583.5 | 2862.47 | 1263.9222 | 4709.8922 | 85380.6478 | 39869.73 | 45510.9178 | VRF | 1 | LI01 | 9.9 | ENT01 | 1 | ENV01 | 2.5 | WMSGS01 | 0.3 | BULD04 | 4 | ZVDF01 | 1
63550.0722 | 4.8031 | 600 | 118955.03 | 198.2584 | 1391.07 | 2862.47 | 1403.8455 | 5657.3855 | 113297.6445 | 39869.73 | 73427.9145 | VRF | 1 | LI02 | 23.6016 | ENT01 | 1 | ENV01 | 2.5 | WMSGS01 | 0.3 | BULD04 | 4 | ZVDF01 | 1
63550.0722 | 4.8031 | 600 | 115828.75 | 193.0479 | 1391.07 | 2862.47 | 1400.5361 | 5654.0761 | 110174.6739 | 39869.73 | 70304.9439 | VRF | 1 | LI02 | 23.6016 | ENT01 | 1 | ENV01 | 2.5 | WMSGS01 | 0.3 | BULD04 | 4 | ZVDF02 | 0
63550.0722 | 4.8031 | 600 | 119998.53 | 199.9975 | 1391.07 | 2862.47 | 1495.3192 | 5748.8592 | 114249.6708 | 39869.73 | 74379.9408 | VRF | 1 | LI02 | 23.6016 | ENT01 | 1 | ENV01 | 2.5 | WMSGS02 | 0.7 | BULD01 | 1 | ZVDF01 | 1
63550.0722 | 4.8031 | 600 | 116654.67 | 194.4244 | 1391.07 | 2862.47 | 1490.9662 | 5744.5062 | 110910.1638 | 39869.73 | 71040.4338 | VRF | 1 | LI02 | 23.6016 | ENT01 | 1 | ENV01 | 2.5 | WMSGS02 | 0.7 | BULD01 | 1 | ZVDF02 | 0
63550.0722 | 4.8031 | 600 | 120665.4 | 201.109 | 1391.07 | 2862.47 | 1489.9731 | 5743.5131 | 114921.8869 | 39869.73 | 75052.1569 | VRF | 1 | LI02 | 23.6016 | ENT01 | 1 | ENV01 | 2.5 | WMSGS02 | 0.7 | BULD02 | 2 | ZVDF01 | 1
63550.0722 | 4.8031 | 600 | 117155.41 | 195.259 | 1391.07 | 2862.47 | 1486.1409 | 5739.6809 | 111415.7291 | 39869.73 | 71545.9991 | VRF | 1 | LI02 | 23.6016 | ENT01 | 1 | ENV01 | 2.5 | WMSGS02 | 0.7 | BULD02 | 2 | ZVDF02 | 0
63550.0722 | 4.8031 | 600 | 120221.58 | 200.3693 | 1391.07 | 2862.47 | 1537.2948 | 5790.8348 | 114430.7452 | 39869.73 | 74561.0152 | VRF | 1 | LI02 | 23.6016 | ENT01 | 1 | ENV01 | 2.5 | WMSGS02 | 0.7 | BULD03 | 3 | ZVDF01 | 1
63550.0722 | 4.8031 | 600 | 116793.62 | 194.656 | 1391.07 | 2862.47 | 1533.25 | 5786.79 | 111006.83 | 39869.73 | 71137.1 | VRF | 1 | LI02 | 23.6016 | ENT01 | 1 | ENV01 | 2.5 | WMSGS02 | 0.7 | BULD03 | 3 | ZVDF02 | 0
63550.0722 | 4.8031 | 600 | 120155.5 | 200.2592 | 1391.07 | 2862.47 | 1448.7792 | 5702.3192 | 114453.1808 | 39869.73 | 74583.4508 | VRF | 1 | LI02 | 23.6016 | ENT01 | 1 | ENV01 | 2.5 | WMSGS02 | 0.7 | BULD04 | 4 | ZVDF01 | 1
63550.0722 | 4.8031 | 600 | 116658.65 | 194.4311 | 1391.07 | 2862.47 | 1445.4899 | 5699.0299 | 110959.6201 | 39869.73 | 71089.8901 | VRF | 1 | LI02 | 23.6016 | ENT01 | 1 | ENV01 | 2.5 | WMSGS02 | 0.7 | BULD04 | 4 | ZVDF02 | 0
63550.0722 | 4.8031 | 600 | 87575.46 | 145.9591 | 583.5 | 2862.47 | 1263.2354 | 4709.2054 | 82866.2546 | 39869.73 | 42996.5246 | VRF | 1 | LI01 | 9.9 | ENT01 | 1 | ENV01 | 2.5 | WMSGS01 | 0.3 | BULD04 | 4 | ZVDF02 | 0
63550.0722 | 4.8031 | 600 | 114147.66 | 190.2461 | 1391.07 | 2862.47 | 1286.3928 | 5539.9328 | 108607.7272 | 39869.73 | 68737.9972 | VRF | 1 | LI02 | 23.6016 | ENT01 | 1 | ENV02 | 3.7 | WMSGS01 | 0.3 | BULD01 | 1 | ZVDF01 | 1
63550.0722 | 4.8031 | 600 | 112457.5 | 187.4292 | 1391.07 | 2862.47 | 1284.6541 | 5538.1941 | 106919.3059 | 39869.73 | 67049.5759 | VRF | 1 | LI02 | 23.6016 | ENT01 | 1 | ENV02 | 3.7 | WMSGS01 | 0.3 | BULD01 | 1 | ZVDF02 | 0
63550.0722 | 4.8031 | 600 | 114399.3 | 190.6655 | 1391.07 | 2862.47 | 1284.5526 | 5538.0926 | 108861.2074 | 39869.73 | 68991.4774 | VRF | 1 | LI02 | 23.6016 | ENT01 | 1 | ENV02 | 3.7 | WMSGS01 | 0.3 | BULD02 | 2 | ZVDF01 | 1
63550.0722 | 4.8031 | 600 | 112590.42 | 187.6507 | 1391.07 | 2862.47 | 1282.821 | 5536.361 | 107054.059 | 39869.73 | 67184.329 | VRF | 1 | LI02 | 23.6016 | ENT01 | 1 | ENV02 | 3.7 | WMSGS01 | 0.3 | BULD02 | 2 | ZVDF02 | 0
63550.0722 | 4.8031 | 600 | 114218.68 | 190.3645 | 1391.07 | 2862.47 | 1294.4526 | 5547.9926 | 108670.6874 | 39869.73 | 68800.9574 | VRF | 1 | LI02 | 23.6016 | ENT01 | 1 | ENV02 | 3.7 | WMSGS01 | 0.3 | BULD03 | 3 | ZVDF01 | 1
63550.0722 | 4.8031 | 600 | 112510.79 | 187.518 | 1391.07 | 2862.47 | 1292.5813 | 5546.1213 | 106964.6687 | 39869.73 | 67094.9387 | VRF | 1 | LI02 | 23.6016 | ENT01 | 1 | ENV02 | 3.7 | WMSGS01 | 0.3 | BULD03 | 3 | ZVDF02 | 0
63550.0722 | 4.8031 | 600 | 114206.24 | 190.3437 | 1391.07 | 2862.47 | 1260.7938 | 5514.3338 | 108691.9062 | 39869.73 | 68822.1762 | VRF | 1 | LI02 | 23.6016 | ENT01 | 1 | ENV02 | 3.7 | WMSGS01 | 0.3 | BULD04 | 4 | ZVDF01 | 1
63550.0722 | 4.8031 | 600 | 112504.38 | 187.5073 | 1391.07 | 2862.47 | 1260.361 | 5513.901 | 106990.479 | 39869.73 | 67120.749 | VRF | 1 | LI02 | 23.6016 | ENT01 | 1 | ENV02 | 3.7 | WMSGS01 | 0.3 | BULD04 | 4 | ZVDF02 | 0
63550.0722 | 4.8031 | 600 | 114795.19 | 191.3253 | 1391.07 | 2862.47 | 1320.5037 | 5574.0437 | 109221.1463 | 39869.73 | 69351.4163 | VRF | 1 | LI02 | 23.6016 | ENT01 | 1 | ENV02 | 3.7 | WMSGS02 | 0.7 | BULD01 | 1 | ZVDF01 | 1
63550.0722 | 4.8031 | 600 | 112848.09 | 188.0801 | 1391.07 | 2862.47 | 1318.7582 | 5572.2982 | 107275.7918 | 39869.73 | 67406.0618 | VRF | 1 | LI02 | 23.6016 | ENT01 | 1 | ENV02 | 3.7 | WMSGS02 | 0.7 | BULD01 | 1 | ZVDF02 | 0
63550.0722 | 4.8031 | 600 | 91022.21 | 151.7037 | 583.5 | 2862.47 | 1339.3699 | 4785.3399 | 86236.8701 | 39869.73 | 46367.1401 | VRF | 1 | LI01 | 9.9 | ENT01 | 1 | ENV01 | 2.5 | WMSGS02 | 0.7 | BULD01 | 1 | ZVDF01 | 1
63550.0722 | 4.8031 | 600 | 115397.39 | 192.329 | 1391.07 | 2862.47 | 1331.7972 | 5585.3372 | 109812.0528 | 39869.73 | 69942.3228 | VRF | 1 | LI02 | 23.6016 | ENT01 | 1 | ENV02 | 3.7 | WMSGS02 | 0.7 | BULD02 | 2 | ZVDF01 | 1
63550.0722 | 4.8031 | 600 | 113207.58 | 188.6793 | 1391.07 | 2862.47 | 1329.5915 | 5583.1315 | 107624.4485 | 39869.73 | 67754.7185 | VRF | 1 | LI02 | 23.6016 | ENT01 | 1 | ENV02 | 3.7 | WMSGS02 | 0.7 | BULD02 | 2 | ZVDF02 | 0
63550.0722 | 4.8031 | 600 | 114980.59 | 191.6343 | 1391.07 | 2862.47 | 1333.9989 | 5587.5389 | 109393.0511 | 39869.73 | 69523.3211 | VRF | 1 | LI02 | 23.6016 | ENT01 | 1 | ENV02 | 3.7 | WMSGS02 | 0.7 | BULD03 | 3 | ZVDF01 | 1
63550.0722 | 4.8031 | 600 | 112962.57 | 188.2709 | 1391.07 | 2862.47 | 1332.3249 | 5585.8649 | 107376.7051 | 39869.73 | 67506.9751 | VRF | 1 | LI02 | 23.6016 | ENT01 | 1 | ENV02 | 3.7 | WMSGS02 | 0.7 | BULD03 | 3 | ZVDF02 | 0
63550.0722 | 4.8031 | 600 | 115060.76 | 191.7679 | 1391.07 | 2862.47 | 1304.6141 | 5558.1541 | 109502.6059 | 39869.73 | 69632.8759 | VRF | 1 | LI02 | 23.6016 | ENT01 | 1 | ENV02 | 3.7 | WMSGS02 | 0.7 | BULD04 | 4 | ZVDF01 | 1
63550.0722 | 4.8031 | 600 | 113002.58 | 188.3376 | 1391.07 | 2862.47 | 1304.0234 | 5557.5634 | 107445.0166 | 39869.73 | 67575.2866 | VRF | 1 | LI02 | 23.6016 | ENT01 | 1 | ENV02 | 3.7 | WMSGS02 | 0.7 | BULD04 | 4 | ZVDF02 | 0
63550.0722 | 4.8031 | 600 | 113363.78 | 188.9396 | 1391.07 | 2862.47 | 1199.592 | 5453.132 | 107910.648 | 39869.73 | 68040.918 | VRF | 1 | LI02 | 23.6016 | ENT02 | 2 | ENV01 | 2.5 | WMSGS01 | 0.3 | BULD01 | 1 | ZVDF01 | 1
63550.0722 | 4.8031 | 600 | 111925.85 | 186.5431 | 1391.07 | 2862.47 | 1199.2874 | 5452.8274 | 106473.0226 | 39869.73 | 66603.2926 | VRF | 1 | LI02 | 23.6016 | ENT02 | 2 | ENV01 | 2.5 | WMSGS01 | 0.3 | BULD01 | 1 | ZVDF02 | 0
63550.0722 | 4.8031 | 600 | 113841.89 | 189.7365 | 1391.07 | 2862.47 | 1236.8275 | 5490.3675 | 108351.5225 | 39869.73 | 68481.7925 | VRF | 1 | LI02 | 23.6016 | ENT02 | 2 | ENV01 | 2.5 | WMSGS01 | 0.3 | BULD02 | 2 | ZVDF01 | 1
63550.0722 | 4.8031 | 600 | 112207.71 | 187.0128 | 1391.07 | 2862.47 | 1236.2798 | 5489.8198 | 106717.8902 | 39869.73 | 66848.1602 | VRF | 1 | LI02 | 23.6016 | ENT02 | 2 | ENV01 | 2.5 | WMSGS01 | 0.3 | BULD02 | 2 | ZVDF02 | 0
63550.0722 | 4.8031 | 600 | 88215.65 | 147.0261 | 583.5 | 2862.47 | 1337.7948 | 4783.7648 | 83431.8852 | 39869.73 | 43562.1552 | VRF | 1 | LI01 | 9.9 | ENT01 | 1 | ENV01 | 2.5 | WMSGS02 | 0.7 | BULD01 | 1 | ZVDF02 | 0
63550.0722 | 4.8031 | 600 | 122838.17 | 204.7303 | 583.5 | 2862.47 | 1522.8291 | 4968.7991 | 117869.3709 | 39869.73 | 77999.6409 | Splitao | 2 | LI01 | 9.9 | ENT01 | 1 | ENV01 | 2.5 | WMSGS01 | 0.3 | BULD01 | 1 | ZVDF01 | 1
63550.0722 | 4.8031 | 600 | 142401.98 | 237.3366 | 1391.07 | 2862.47 | 1468.6784 | 5722.2184 | 136679.7616 | 39869.73 | 96810.0316 | Splitao | 2 | LI02 | 23.6016 | ENT02 | 2 | ENV01 | 2.5 | WMSGS01 | 0.3 | BULD03 | 3 | ZVDF01 | 1
63550.0722 | 4.8031 | 600 | 137916.58 | 229.861 | 1391.07 | 2862.47 | 1461.0529 | 5714.5929 | 132201.9871 | 39869.73 | 92332.2571 | Splitao | 2 | LI02 | 23.6016 | ENT02 | 2 | ENV01 | 2.5 | WMSGS01 | 0.3 | BULD03 | 3 | ZVDF02 | 0
63550.0722 | 4.8031 | 600 | 142525.47 | 237.5425 | 1391.07 | 2862.47 | 1488.2532 | 5741.7932 | 136783.6768 | 39869.73 | 96913.9468 | Splitao | 2 | LI02 | 23.6016 | ENT02 | 2 | ENV01 | 2.5 | WMSGS01 | 0.3 | BULD04 | 4 | ZVDF01 | 1
63550.0722 | 4.8031 | 600 | 137742.36 | 229.5706 | 1391.07 | 2862.47 | 1486.8956 | 5740.4356 | 132001.9244 | 39869.73 | 92132.1944 | Splitao | 2 | LI02 | 23.6016 | ENT02 | 2 | ENV01 | 2.5 | WMSGS01 | 0.3 | BULD04 | 4 | ZVDF02 | 0
63550.0722 | 4.8031 | 600 | 143183.16 | 238.6386 | 1391.07 | 2862.47 | 1499.1696 | 5752.7096 | 137430.4504 | 39869.73 | 97560.7204 | Splitao | 2 | LI02 | 23.6016 | ENT02 | 2 | ENV01 | 2.5 | WMSGS02 | 0.7 | BULD01 | 1 | ZVDF01 | 1
63550.0722 | 4.8031 | 600 | 138578.09 | 230.9635 | 1391.07 | 2862.47 | 1494.3179 | 5747.8579 | 132830.2321 | 39869.73 | 92960.5021 | Splitao | 2 | LI02 | 23.6016 | ENT02 | 2 | ENV01 | 2.5 | WMSGS02 | 0.7 | BULD01 | 1 | ZVDF02 | 0
63550.0722 | 4.8031 | 600 | 143911.25 | 239.8521 | 1391.07 | 2862.47 | 1600.002 | 5853.542 | 138057.708 | 39869.73 | 98187.978 | Splitao | 2 | LI02 | 23.6016 | ENT02 | 2 | ENV01 | 2.5 | WMSGS02 | 0.7 | BULD02 | 2 | ZVDF01 | 1
63550.0722 | 4.8031 | 600 | 139140.77 | 231.9013 | 1391.07 | 2862.47 | 1604.4977 | 5858.0377 | 133282.7323 | 39869.73 | 93413.0023 | Splitao | 2 | LI02 | 23.6016 | ENT02 | 2 | ENV01 | 2.5 | WMSGS02 | 0.7 | BULD02 | 2 | ZVDF02 | 0
63550.0722 | 4.8031 | 600 | 144657.12 | 241.0952 | 1391.07 | 2862.47 | 1535.3378 | 5788.8778 | 138868.2422 | 39869.73 | 98998.5122 | Splitao | 2 | LI02 | 23.6016 | ENT02 | 2 | ENV01 | 2.5 | WMSGS02 | 0.7 | BULD03 | 3 | ZVDF01 | 1
63550.0722 | 4.8031 | 600 | 140047.39 | 233.4123 | 1391.07 | 2862.47 | 1527.4606 | 5781.0006 | 134266.3894 | 39869.73 | 94396.6594 | Splitao | 2 | LI02 | 23.6016 | ENT02 | 2 | ENV01 | 2.5 | WMSGS02 | 0.7 | BULD03 | 3 | ZVDF02 | 0
63550.0722 | 4.8031 | 600 | 121626.71 | 202.7112 | 583.5 | 2862.47 | 1574.619 | 5020.589 | 116606.121 | 39869.73 | 76736.391 | Splitao | 2 | LI01 | 9.9 | ENT01 | 1 | ENV01 | 2.5 | WMSGS02 | 0.7 | BULD02 | 2 | ZVDF01 | 1
63550.0722 | 4.8031 | 600 | 144702.19 | 241.1703 | 1391.07 | 2862.47 | 1565.4374 | 5818.9774 | 138883.2126 | 39869.73 | 99013.4826 | Splitao | 2 | LI02 | 23.6016 | ENT02 | 2 | ENV01 | 2.5 | WMSGS02 | 0.7 | BULD04 | 4 | ZVDF01 | 1
63550.0722 | 4.8031 | 600 | 139410.55 | 232.3509 | 1391.07 | 2862.47 | 1573.1354 | 5826.6754 | 133583.8746 | 39869.73 | 93714.1446 | Splitao | 2 | LI02 | 23.6016 | ENT02 | 2 | ENV01 | 2.5 | WMSGS02 | 0.7 | BULD04 | 4 | ZVDF02 | 0
63550.0722 | 4.8031 | 600 | 141133.86 | 235.2231 | 1391.07 | 2862.47 | 1388.2975 | 5641.8375 | 135492.0225 | 39869.73 | 95622.2925 | Splitao | 2 | LI02 | 23.6016 | ENT02 | 2 | ENV02 | 3.7 | WMSGS01 | 0.3 | BULD01 | 1 | ZVDF01 | 1
63550.0722 | 4.8031 | 600 | 136643.72 | 227.7395 | 1391.07 | 2862.47 | 1383.0054 | 5636.5454 | 131007.1746 | 39869.73 | 91137.4446 | Splitao | 2 | LI02 | 23.6016 | ENT02 | 2 | ENV02 | 3.7 | WMSGS01 | 0.3 | BULD01 | 1 | ZVDF02 | 0
63550.0722 | 4.8031 | 600 | 141202.08 | 235.3368 | 1391.07 | 2862.47 | 1437.6267 | 5691.1667 | 135510.9133 | 39869.73 | 95641.1833 | Splitao | 2 | LI02 | 23.6016 | ENT02 | 2 | ENV02 | 3.7 | WMSGS01 | 0.3 | BULD02 | 2 | ZVDF01 | 1
63550.0722 | 4.8031 | 600 | 136574.32 | 227.6239 | 1391.07 | 2862.47 | 1439.6888 | 5693.2288 | 130881.0912 | 39869.73 | 91011.3612 | Splitao | 2 | LI02 | 23.6016 | ENT02 | 2 | ENV02 | 3.7 | WMSGS01 | 0.3 | BULD02 | 2 | ZVDF02 | 0
63550.0722 | 4.8031 | 600 | 141955.67 | 236.5928 | 1391.07 | 2862.47 | 1404.7392 | 5658.2792 | 136297.3908 | 39869.73 | 96427.6608 | Splitao | 2 | LI02 | 23.6016 | ENT02 | 2 | ENV02 | 3.7 | WMSGS01 | 0.3 | BULD03 | 3 | ZVDF01 | 1
63550.0722 | 4.8031 | 600 | 137464.55 | 229.1076 | 1391.07 | 2862.47 | 1397.803 | 5651.343 | 131813.207 | 39869.73 | 91943.477 | Splitao | 2 | LI02 | 23.6016 | ENT02 | 2 | ENV02 | 3.7 | WMSGS01 | 0.3 | BULD03 | 3 | ZVDF02 | 0
63550.0722 | 4.8031 | 600 | 142166.38 | 236.944 | 1391.07 | 2862.47 | 1414.4178 | 5667.9578 | 136498.4222 | 39869.73 | 96628.6922 | Splitao | 2 | LI02 | 23.6016 | ENT02 | 2 | ENV02 | 3.7 | WMSGS01 | 0.3 | BULD04 | 4 | ZVDF01 | 1
63550.0722 | 4.8031 | 600 | 137173.56 | 228.6226 | 1391.07 | 2862.47 | 1416.2349 | 5669.7749 | 131503.7851 | 39869.73 | 91634.0551 | Splitao | 2 | LI02 | 23.6016 | ENT02 | 2 | ENV02 | 3.7 | WMSGS01 | 0.3 | BULD04 | 4 | ZVDF02 | 0
63550.0722 | 4.8031 | 600 | 116587.6 | 194.3127 | 583.5 | 2862.47 | 1575.8151 | 5021.7851 | 111565.8149 | 39869.73 | 71696.0849 | Splitao | 2 | LI01 | 9.9 | ENT01 | 1 | ENV01 | 2.5 | WMSGS02 | 0.7 | BULD02 | 2 | ZVDF02 | 0
63550.0722 | 4.8031 | 600 | 142911.27 | 238.1854 | 1391.07 | 2862.47 | 1443.599 | 5697.139 | 137214.131 | 39869.73 | 97344.401 | Splitao | 2 | LI02 | 23.6016 | ENT02 | 2 | ENV02 | 3.7 | WMSGS02 | 0.7 | BULD01 | 1 | ZVDF01 | 1
63550.0722 | 4.8031 | 600 | 138309.9 | 230.5165 | 1391.07 | 2862.47 | 1438.9461 | 5692.4861 | 132617.4139 | 39869.73 | 92747.6839 | Splitao | 2 | LI02 | 23.6016 | ENT02 | 2 | ENV02 | 3.7 | WMSGS02 | 0.7 | BULD01 | 1 | ZVDF02 | 0
63550.0722 | 4.8031 | 600 | 143344.96 | 238.9083 | 1391.07 | 2862.47 | 1522.4063 | 5775.9463 | 137569.0137 | 39869.73 | 97699.2837 | Splitao | 2 | LI02 | 23.6016 | ENT02 | 2 | ENV02 | 3.7 | WMSGS02 | 0.7 | BULD02 | 2 | ZVDF01 | 1
63550.0722 | 4.8031 | 600 | 138605.6 | 231.0093 | 1391.07 | 2862.47 | 1527.0225 | 5780.5625 | 132825.0375 | 39869.73 | 92955.3075 | Splitao | 2 | LI02 | 23.6016 | ENT02 | 2 | ENV02 | 3.7 | WMSGS02 | 0.7 | BULD02 | 2 | ZVDF02 | 0
63550.0722 | 4.8031 | 600 | 144268.69 | 240.4478 | 1391.07 | 2862.47 | 1470.0692 | 5723.6092 | 138545.0808 | 39869.73 | 98675.3508 | Splitao | 2 | LI02 | 23.6016 | ENT02 | 2 | ENV02 | 3.7 | WMSGS02 | 0.7 | BULD03 | 3 | ZVDF01 | 1
63550.0722 | 4.8031 | 600 | 139647.82 | 232.7464 | 1391.07 | 2862.47 | 1462.9524 | 5716.4924 | 133931.3276 | 39869.73 | 94061.5976 | Splitao | 2 | LI02 | 23.6016 | ENT02 | 2 | ENV02 | 3.7 | WMSGS02 | 0.7 | BULD03 | 3 | ZVDF02 | 0
63550.0722 | 4.8031 | 600 | 144075.95 | 240.1266 | 1391.07 | 2862.47 | 1494.7992 | 5748.3392 | 138327.6108 | 39869.73 | 98457.8808 | Splitao | 2 | LI02 | 23.6016 | ENT02 | 2 | ENV02 | 3.7 | WMSGS02 | 0.7 | BULD04 | 4 | ZVDF01 | 1
63550.0722 | 4.8031 | 600 | 138833.05 | 231.3884 | 1391.07 | 2862.47 | 1502.49 | 5756.03 | 133077.02 | 39869.73 | 93207.29 | Splitao | 2 | LI02 | 23.6016 | ENT02 | 2 | ENV02 | 3.7 | WMSGS02 | 0.7 | BULD04 | 4 | ZVDF02 | 0
63550.0722 | 4.8031 | 600 | 125684.1 | 209.4735 | 583.5 | 2862.47 | 1594.3734 | 5040.3434 | 120643.7566 | 39869.73 | 80774.0266 | Splitao | 2 | LI01 | 9.9 | ENT01 | 1 | ENV01 | 2.5 | WMSGS02 | 0.7 | BULD03 | 3 | ZVDF01 | 1
63550.0722 | 4.8031 | 600 | 120953.87 | 201.5898 | 583.5 | 2862.47 | 1588.373 | 5034.343 | 115919.527 | 39869.73 | 76049.797 | Splitao | 2 | LI01 | 9.9 | ENT01 | 1 | ENV01 | 2.5 | WMSGS02 | 0.7 | BULD03 | 3 | ZVDF02 | 0
63550.0722 | 4.8031 | 600 | 124717.71 | 207.8628 | 583.5 | 2862.47 | 1504.7521 | 4950.7221 | 119766.9879 | 39869.73 | 79897.2579 | Splitao | 2 | LI01 | 9.9 | ENT01 | 1 | ENV01 | 2.5 | WMSGS02 | 0.7 | BULD04 | 4 | ZVDF01 | 1
63550.0722 | 4.8031 | 600 | 118883.79 | 198.1396 | 583.5 | 2862.47 | 1506.2628 | 4952.2328 | 113931.5572 | 39869.73 | 74061.8272 | Splitao | 2 | LI01 | 9.9 | ENT01 | 1 | ENV01 | 2.5 | WMSGS02 | 0.7 | BULD04 | 4 | ZVDF02 | 0
63550.0722 | 4.8031 | 600 | 112965.74 | 188.2762 | 583.5 | 2862.47 | 1350.5443 | 4796.5143 | 108169.2257 | 39869.73 | 68299.4957 | Splitao | 2 | LI01 | 9.9 | ENT01 | 1 | ENV02 | 3.7 | WMSGS01 | 0.3 | BULD01 | 1 | ZVDF01 | 1
63550.0722 | 4.8031 | 600 | 108716.44 | 181.1941 | 583.5 | 2862.47 | 1346.6767 | 4792.6467 | 103923.7933 | 39869.73 | 64054.0633 | Splitao | 2 | LI01 | 9.9 | ENT01 | 1 | ENV02 | 3.7 | WMSGS01 | 0.3 | BULD01 | 1 | ZVDF02 | 0
63550.0722 | 4.8031 | 600 | 111844.39 | 186.4073 | 583.5 | 2862.47 | 1359.4448 | 4805.4148 | 107038.9752 | 39869.73 | 67169.2452 | Splitao | 2 | LI01 | 9.9 | ENT01 | 1 | ENV02 | 3.7 | WMSGS01 | 0.3 | BULD02 | 2 | ZVDF01 | 1
63550.0722 | 4.8031 | 600 | 107239.31 | 178.7322 | 583.5 | 2862.47 | 1360.8299 | 4806.7999 | 102432.5101 | 39869.73 | 62562.7801 | Splitao | 2 | LI01 | 9.9 | ENT01 | 1 | ENV02 | 3.7 | WMSGS01 | 0.3 | BULD02 | 2 | ZVDF02 | 0
63550.0722 | 4.8031 | 600 | 118416.16 | 197.3603 | 583.5 | 2862.47 | 1517.5263 | 4963.4963 | 113452.6637 | 39869.73 | 73582.9337 | Splitao | 2 | LI01 | 9.9 | ENT01 | 1 | ENV01 | 2.5 | WMSGS01 | 0.3 | BULD01 | 1 | ZVDF02 | 0
63550.0722 | 4.8031 | 600 | 113471.47 | 189.1191 | 583.5 | 2862.47 | 1358.9589 | 4804.9289 | 108666.5411 | 39869.73 | 68796.8111 | Splitao | 2 | LI01 | 9.9 | ENT01 | 1 | ENV02 | 3.7 | WMSGS01 | 0.3 | BULD03 | 3 | ZVDF01 | 1
63550.0722 | 4.8031 | 600 | 109130.98 | 181.885 | 583.5 | 2862.47 | 1355.4213 | 4801.3913 | 104329.5887 | 39869.73 | 64459.8587 | Splitao | 2 | LI01 | 9.9 | ENT01 | 1 | ENV02 | 3.7 | WMSGS01 | 0.3 | BULD03 | 3 | ZVDF02 | 0
63550.0722 | 4.8031 | 600 | 113570.95 | 189.2849 | 583.5 | 2862.47 | 1316.6362 | 4762.6062 | 108808.3438 | 39869.73 | 68938.6138 | Splitao | 2 | LI01 | 9.9 | ENT01 | 1 | ENV02 | 3.7 | WMSGS01 | 0.3 | BULD04 | 4 | ZVDF01 | 1
63550.0722 | 4.8031 | 600 | 108321.16 | 180.5353 | 583.5 | 2862.47 | 1319.2864 | 4765.2564 | 103555.9036 | 39869.73 | 63686.1736 | Splitao | 2 | LI01 | 9.9 | ENT01 | 1 | ENV02 | 3.7 | WMSGS01 | 0.3 | BULD04 | 4 | ZVDF02 | 0
63550.0722 | 4.8031 | 600 | 114416.42 | 190.694 | 583.5 | 2862.47 | 1389.0401 | 4835.0101 | 109581.4099 | 39869.73 | 69711.6799 | Splitao | 2 | LI01 | 9.9 | ENT01 | 1 | ENV02 | 3.7 | WMSGS02 | 0.7 | BULD01 | 1 | ZVDF01 | 1
63550.0722 | 4.8031 | 600 | 110014.96 | 183.3583 | 583.5 | 2862.47 | 1385.5082 | 4831.4782 | 105183.4818 | 39869.73 | 65313.7518 | Splitao | 2 | LI01 | 9.9 | ENT01 | 1 | ENV02 | 3.7 | WMSGS02 | 0.7 | BULD01 | 1 | ZVDF02 | 0
63550.0722 | 4.8031 | 600 | 113424.87 | 189.0414 | 583.5 | 2862.47 | 1416.9476 | 4862.9176 | 108561.9524 | 39869.73 | 68692.2224 | Splitao | 2 | LI01 | 9.9 | ENT01 | 1 | ENV02 | 3.7 | WMSGS02 | 0.7 | BULD02 | 2 | ZVDF01 | 1
63550.0722 | 4.8031 | 600 | 108682.15 | 181.1369 | 583.5 | 2862.47 | 1419.2243 | 4865.1943 | 103816.9557 | 39869.73 | 63947.2257 | Splitao | 2 | LI01 | 9.9 | ENT01 | 1 | ENV02 | 3.7 | WMSGS02 | 0.7 | BULD02 | 2 | ZVDF02 | 0
63550.0722 | 4.8031 | 600 | 115457.2 | 192.4287 | 583.5 | 2862.47 | 1405.5235 | 4851.4935 | 110605.7065 | 39869.73 | 70735.9765 | Splitao | 2 | LI01 | 9.9 | ENT01 | 1 | ENV02 | 3.7 | WMSGS02 | 0.7 | BULD03 | 3 | ZVDF01 | 1
63550.0722 | 4.8031 | 600 | 110992.76 | 184.9879 | 583.5 | 2862.47 | 1401.6406 | 4847.6106 | 106145.1494 | 39869.73 | 66275.4194 | Splitao | 2 | LI01 | 9.9 | ENT01 | 1 | ENV02 | 3.7 | WMSGS02 | 0.7 | BULD03 | 3 | ZVDF02 | 0
63550.0722 | 4.8031 | 600 | 120837.68 | 201.3961 | 583.5 | 2862.47 | 1525.3082 | 4971.2782 | 115866.4018 | 39869.73 | 75996.6718 | Splitao | 2 | LI01 | 9.9 | ENT01 | 1 | ENV01 | 2.5 | WMSGS01 | 0.3 | BULD02 | 2 | ZVDF01 | 1
63550.0722 | 4.8031 | 600 | 114660.87 | 191.1014 | 583.5 | 2862.47 | 1374.2774 | 4820.2474 | 109840.6226 | 39869.73 | 69970.8926 | Splitao | 2 | LI01 | 9.9 | ENT01 | 1 | ENV02 | 3.7 | WMSGS02 | 0.7 | BULD04 | 4 | ZVDF01 | 1
63550.0722 | 4.8031 | 600 | 109343.21 | 182.2387 | 583.5 | 2862.47 | 1377.8478 | 4823.8178 | 104519.3922 | 39869.73 | 64649.6622 | Splitao | 2 | LI01 | 9.9 | ENT01 | 1 | ENV02 | 3.7 | WMSGS02 | 0.7 | BULD04 | 4 | ZVDF02 | 0
63550.0722 | 4.8031 | 600 | 108853.47 | 181.4224 | 583.5 | 2862.47 | 1230.13 | 4676.1 | 104177.37 | 39869.73 | 64307.64 | Splitao | 2 | LI01 | 9.9 | ENT02 | 2 | ENV01 | 2.5 | WMSGS01 | 0.3 | BULD01 | 1 | ZVDF01 | 1
63550.0722 | 4.8031 | 600 | 104594.19 | 174.3236 | 583.5 | 2862.47 | 1226.1559 | 4672.1259 | 99922.0641 | 39869.73 | 60052.3341 | Splitao | 2 | LI01 | 9.9 | ENT02 | 2 | ENV01 | 2.5 | WMSGS01 | 0.3 | BULD01 | 1 | ZVDF02 | 0
63550.0722 | 4.8031 | 600 | 109496.42 | 182.494 | 583.5 | 2862.47 | 1298.6718 | 4744.6418 | 104751.7782 | 39869.73 | 64882.0482 | Splitao | 2 | LI01 | 9.9 | ENT02 | 2 | ENV01 | 2.5 | WMSGS01 | 0.3 | BULD02 | 2 | ZVDF01 | 1
63550.0722 | 4.8031 | 600 | 105020.19 | 175.0336 | 583.5 | 2862.47 | 1301.9365 | 4747.9065 | 100272.2835 | 39869.73 | 60402.5535 | Splitao | 2 | LI01 | 9.9 | ENT02 | 2 | ENV01 | 2.5 | WMSGS01 | 0.3 | BULD02 | 2 | ZVDF02 | 0
63550.0722 | 4.8031 | 600 | 109765.73 | 182.9429 | 583.5 | 2862.47 | 1257.6607 | 4703.6307 | 105062.0993 | 39869.73 | 65192.3693 | Splitao | 2 | LI01 | 9.9 | ENT02 | 2 | ENV01 | 2.5 | WMSGS01 | 0.3 | BULD03 | 3 | ZVDF01 | 1
63550.0722 | 4.8031 | 600 | 105556.94 | 175.9282 | 583.5 | 2862.47 | 1251.2634 | 4697.2334 | 100859.7066 | 39869.73 | 60989.9766 | Splitao | 2 | LI01 | 9.9 | ENT02 | 2 | ENV01 | 2.5 | WMSGS01 | 0.3 | BULD03 | 3 | ZVDF02 | 0
63550.0722 | 4.8031 | 600 | 109934.38 | 183.224 | 583.5 | 2862.47 | 1277.4873 | 4723.4573 | 105210.9227 | 39869.73 | 65341.1927 | Splitao | 2 | LI01 | 9.9 | ENT02 | 2 | ENV01 | 2.5 | WMSGS01 | 0.3 | BULD04 | 4 | ZVDF01 | 1
63550.0722 | 4.8031 | 600 | 105099.22 | 175.1654 | 583.5 | 2862.47 | 1282.6711 | 4728.6411 | 100370.5789 | 39869.73 | 60500.8489 | Splitao | 2 | LI01 | 9.9 | ENT02 | 2 | ENV01 | 2.5 | WMSGS01 | 0.3 | BULD04 | 4 | ZVDF02 | 0
63550.0722 | 4.8031 | 600 | 115948.58 | 193.2476 | 583.5 | 2862.47 | 1525.2076 | 4971.1776 | 110977.4024 | 39869.73 | 71107.6724 | Splitao | 2 | LI01 | 9.9 | ENT01 | 1 | ENV01 | 2.5 | WMSGS01 | 0.3 | BULD02 | 2 | ZVDF02 | 0
63550.0722 | 4.8031 | 600 | 110701.09 | 184.5018 | 583.5 | 2862.47 | 1288.3679 | 4734.3379 | 105966.7521 | 39869.73 | 66097.0221 | Splitao | 2 | LI01 | 9.9 | ENT02 | 2 | ENV01 | 2.5 | WMSGS02 | 0.7 | BULD01 | 1 | ZVDF01 | 1
63550.0722 | 4.8031 | 600 | 106320.67 | 177.2011 | 583.5 | 2862.47 | 1285.1688 | 4731.1388 | 101589.5312 | 39869.73 | 61719.8012 | Splitao | 2 | LI01 | 9.9 | ENT02 | 2 | ENV01 | 2.5 | WMSGS02 | 0.7 | BULD01 | 1 | ZVDF02 | 0
63550.0722 | 4.8031 | 600 | 111836.77 | 186.3946 | 583.5 | 2862.47 | 1386.8459 | 4832.8159 | 107003.9541 | 39869.73 | 67134.2241 | Splitao | 2 | LI01 | 9.9 | ENT02 | 2 | ENV01 | 2.5 | WMSGS02 | 0.7 | BULD02 | 2 | ZVDF01 | 1
63550.0722 | 4.8031 | 600 | 107248.89 | 178.7482 | 583.5 | 2862.47 | 1392.8587 | 4838.8287 | 102410.0613 | 39869.73 | 62540.3313 | Splitao | 2 | LI01 | 9.9 | ENT02 | 2 | ENV01 | 2.5 | WMSGS02 | 0.7 | BULD02 | 2 | ZVDF02 | 0
63550.0722 | 4.8031 | 600 | 112119.06 | 186.8651 | 583.5 | 2862.47 | 1327.2129 | 4773.1829 | 107345.8771 | 39869.73 | 67476.1471 | Splitao | 2 | LI01 | 9.9 | ENT02 | 2 | ENV01 | 2.5 | WMSGS02 | 0.7 | BULD03 | 3 | ZVDF01 | 1
63550.0722 | 4.8031 | 600 | 107782.86 | 179.6381 | 583.5 | 2862.47 | 1320.5428 | 4766.5128 | 103016.3472 | 39869.73 | 63146.6172 | Splitao | 2 | LI01 | 9.9 | ENT02 | 2 | ENV01 | 2.5 | WMSGS02 | 0.7 | BULD03 | 3 | ZVDF02 | 0
63550.0722 | 4.8031 | 600 | 112096.59 | 186.8277 | 583.5 | 2862.47 | 1359.6748 | 4805.6448 | 107290.9452 | 39869.73 | 67421.2152 | Splitao | 2 | LI01 | 9.9 | ENT02 | 2 | ENV01 | 2.5 | WMSGS02 | 0.7 | BULD04 | 4 | ZVDF01 | 1
63550.0722 | 4.8031 | 600 | 107085.1 | 178.4752 | 583.5 | 2862.47 | 1368.7624 | 4814.7324 | 102270.3676 | 39869.73 | 62400.6376 | Splitao | 2 | LI01 | 9.9 | ENT02 | 2 | ENV01 | 2.5 | WMSGS02 | 0.7 | BULD04 | 4 | ZVDF02 | 0
63550.0722 | 4.8031 | 600 | 108437.92 | 180.7299 | 583.5 | 2862.47 | 1174.5944 | 4620.5644 | 103817.3556 | 39869.73 | 63947.6256 | Splitao | 2 | LI01 | 9.9 | ENT02 | 2 | ENV02 | 3.7 | WMSGS01 | 0.3 | BULD01 | 1 | ZVDF01 | 1
63550.0722 | 4.8031 | 600 | 104190.19 | 173.6503 | 583.5 | 2862.47 | 1170.505 | 4616.475 | 99573.715 | 39869.73 | 59703.985 | Splitao | 2 | LI01 | 9.9 | ENT02 | 2 | ENV02 | 3.7 | WMSGS01 | 0.3 | BULD01 | 1 | ZVDF02 | 0
63550.0722 | 4.8031 | 600 | 123891.89 | 206.4865 | 583.5 | 2862.47 | 1555.9534 | 5001.9234 | 118889.9666 | 39869.73 | 79020.2366 | Splitao | 2 | LI01 | 9.9 | ENT01 | 1 | ENV01 | 2.5 | WMSGS01 | 0.3 | BULD03 | 3 | ZVDF01 | 1
63550.0722 | 4.8031 | 600 | 108831.81 | 181.3863 | 583.5 | 2862.47 | 1221.4307 | 4667.4007 | 104164.4093 | 39869.73 | 64294.6793 | Splitao | 2 | LI01 | 9.9 | ENT02 | 2 | ENV02 | 3.7 | WMSGS01 | 0.3 | BULD02 | 2 | ZVDF01 | 1
63550.0722 | 4.8031 | 600 | 104380.25 | 173.9671 | 583.5 | 2862.47 | 1224.7507 | 4670.7207 | 99709.5293 | 39869.73 | 59839.7993 | Splitao | 2 | LI01 | 9.9 | ENT02 | 2 | ENV02 | 3.7 | WMSGS01 | 0.3 | BULD02 | 2 | ZVDF02 | 0
63550.0722 | 4.8031 | 600 | 109225 | 182.0417 | 583.5 | 2862.47 | 1192.4963 | 4638.4663 | 104586.5337 | 39869.73 | 64716.8037 | Splitao | 2 | LI01 | 9.9 | ENT02 | 2 | ENV02 | 3.7 | WMSGS01 | 0.3 | BULD03 | 3 | ZVDF01 | 1
63550.0722 | 4.8031 | 600 | 105029.38 | 175.049 | 583.5 | 2862.47 | 1186.3974 | 4632.3674 | 100397.0126 | 39869.73 | 60527.2826 | Splitao | 2 | LI01 | 9.9 | ENT02 | 2 | ENV02 | 3.7 | WMSGS01 | 0.3 | BULD03 | 3 | ZVDF02 | 0
63550.0722 | 4.8031 | 600 | 109383.62 | 182.306 | 583.5 | 2862.47 | 1203.6939 | 4649.6639 | 104733.9561 | 39869.73 | 64864.2261 | Splitao | 2 | LI01 | 9.9 | ENT02 | 2 | ENV02 | 3.7 | WMSGS01 | 0.3 | BULD04 | 4 | ZVDF01 | 1
63550.0722 | 4.8031 | 600 | 104433.56 | 174.0559 | 583.5 | 2862.47 | 1210.168 | 4656.138 | 99777.422 | 39869.73 | 59907.692 | Splitao | 2 | LI01 | 9.9 | ENT02 | 2 | ENV02 | 3.7 | WMSGS01 | 0.3 | BULD04 | 4 | ZVDF02 | 0
63550.0722 | 4.8031 | 600 | 110327.7 | 183.8795 | 583.5 | 2862.47 | 1231.9761 | 4677.9461 | 105649.7539 | 39869.73 | 65780.0239 | Splitao | 2 | LI01 | 9.9 | ENT02 | 2 | ENV02 | 3.7 | WMSGS02 | 0.7 | BULD01 | 1 | ZVDF01 | 1
63550.0722 | 4.8031 | 600 | 105962.79 | 176.6046 | 583.5 | 2862.47 | 1228.767 | 4674.737 | 101288.053 | 39869.73 | 61418.323 | Splitao | 2 | LI01 | 9.9 | ENT02 | 2 | ENV02 | 3.7 | WMSGS02 | 0.7 | BULD01 | 1 | ZVDF02 | 0
63550.0722 | 4.8031 | 600 | 111172.11 | 185.2868 | 583.5 | 2862.47 | 1307.986 | 4753.956 | 106418.154 | 39869.73 | 66548.424 | Splitao | 2 | LI01 | 9.9 | ENT02 | 2 | ENV02 | 3.7 | WMSGS02 | 0.7 | BULD02 | 2 | ZVDF01 | 1
63550.0722 | 4.8031 | 600 | 106627.05 | 177.7117 | 583.5 | 2862.47 | 1313.9212 | 4759.8912 | 101867.1588 | 39869.73 | 61997.4288 | Splitao | 2 | LI01 | 9.9 | ENT02 | 2 | ENV02 | 3.7 | WMSGS02 | 0.7 | BULD02 | 2 | ZVDF02 | 0
63550.0722 | 4.8031 | 600 | 118978.87 | 198.2981 | 583.5 | 2862.47 | 1552.2174 | 4998.1874 | 113980.6826 | 39869.73 | 74110.9526 | Splitao | 2 | LI01 | 9.9 | ENT01 | 1 | ENV01 | 2.5 | WMSGS01 | 0.3 | BULD03 | 3 | ZVDF02 | 0
63550.0722 | 4.8031 | 600 | 111639.43 | 186.0657 | 583.5 | 2862.47 | 1260.9283 | 4706.8983 | 106932.5317 | 39869.73 | 67062.8017 | Splitao | 2 | LI01 | 9.9 | ENT02 | 2 | ENV02 | 3.7 | WMSGS02 | 0.7 | BULD03 | 3 | ZVDF01 | 1
63550.0722 | 4.8031 | 600 | 107312.61 | 178.8544 | 583.5 | 2862.47 | 1254.5755 | 4700.5455 | 102612.0645 | 39869.73 | 62742.3345 | Splitao | 2 | LI01 | 9.9 | ENT02 | 2 | ENV02 | 3.7 | WMSGS02 | 0.7 | BULD03 | 3 | ZVDF02 | 0
63550.0722 | 4.8031 | 600 | 111396.88 | 185.6615 | 583.5 | 2862.47 | 1287.4985 | 4733.4685 | 106663.4115 | 39869.73 | 66793.6815 | Splitao | 2 | LI01 | 9.9 | ENT02 | 2 | ENV02 | 3.7 | WMSGS02 | 0.7 | BULD04 | 4 | ZVDF01 | 1
63550.0722 | 4.8031 | 600 | 106444.9 | 177.4082 | 583.5 | 2862.47 | 1296.1616 | 4742.1316 | 101702.7684 | 39869.73 | 61833.0384 | Splitao | 2 | LI01 | 9.9 | ENT02 | 2 | ENV02 | 3.7 | WMSGS02 | 0.7 | BULD04 | 4 | ZVDF02 | 0
63550.0722 | 4.8031 | 600 | 153371.64 | 255.6194 | 1391.07 | 2862.47 | 1679.3046 | 5932.8446 | 147438.7954 | 39869.73 | 107569.0654 | Splitao | 2 | LI02 | 23.6016 | ENT01 | 1 | ENV01 | 2.5 | WMSGS01 | 0.3 | BULD01 | 1 | ZVDF01 | 1
63550.0722 | 4.8031 | 600 | 148851.09 | 248.0851 | 1391.07 | 2862.47 | 1672.7575 | 5926.2975 | 142924.7925 | 39869.73 | 103055.0625 | Splitao | 2 | LI02 | 23.6016 | ENT01 | 1 | ENV01 | 2.5 | WMSGS01 | 0.3 | BULD01 | 1 | ZVDF02 | 0
63550.0722 | 4.8031 | 600 | 151472.11 | 252.4535 | 1391.07 | 2862.47 | 1681.9189 | 5935.4589 | 145536.6511 | 39869.73 | 105666.9211 | Splitao | 2 | LI02 | 23.6016 | ENT01 | 1 | ENV01 | 2.5 | WMSGS01 | 0.3 | BULD02 | 2 | ZVDF01 | 1
63550.0722 | 4.8031 | 600 | 146489.62 | 244.1494 | 1391.07 | 2862.47 | 1681.0669 | 5934.6069 | 140555.0131 | 39869.73 | 100685.2831 | Splitao | 2 | LI02 | 23.6016 | ENT01 | 1 | ENV01 | 2.5 | WMSGS01 | 0.3 | BULD02 | 2 | ZVDF02 | 0
63550.0722 | 4.8031 | 600 | 154307.93 | 257.1799 | 1391.07 | 2862.47 | 1712.804 | 5966.344 | 148341.586 | 39869.73 | 108471.856 | Splitao | 2 | LI02 | 23.6016 | ENT01 | 1 | ENV01 | 2.5 | WMSGS01 | 0.3 | BULD03 | 3 | ZVDF01 | 1
63550.0722 | 4.8031 | 600 | 149228.41 | 248.714 | 1391.07 | 2862.47 | 1708.5564 | 5962.0964 | 143266.3136 | 39869.73 | 103396.5836 | Splitao | 2 | LI02 | 23.6016 | ENT01 | 1 | ENV01 | 2.5 | WMSGS01 | 0.3 | BULD03 | 3 | ZVDF02 | 0
63550.0722 | 4.8031 | 600 | 123554.53 | 205.9242 | 583.5 | 2862.47 | 1458.4548 | 4904.4248 | 118650.1052 | 39869.73 | 78780.3752 | Splitao | 2 | LI01 | 9.9 | ENT01 | 1 | ENV01 | 2.5 | WMSGS01 | 0.3 | BULD04 | 4 | ZVDF01 | 1
63550.0722 | 4.8031 | 600 | 154170.06 | 256.9501 | 1391.07 | 2862.47 | 1614.4226 | 5867.9626 | 148302.0974 | 39869.73 | 108432.3674 | Splitao | 2 | LI02 | 23.6016 | ENT01 | 1 | ENV01 | 2.5 | WMSGS01 | 0.3 | BULD04 | 4 | ZVDF01 | 1
63550.0722 | 4.8031 | 600 | 149690.91 | 249.4848 | 1391.07 | 2862.47 | 1606.4236 | 5859.9636 | 143830.9464 | 39869.73 | 103961.2164 | Splitao | 2 | LI02 | 23.6016 | ENT01 | 1 | ENV01 | 2.5 | WMSGS01 | 0.3 | BULD04 | 4 | ZVDF02 | 0
63550.0722 | 4.8031 | 600 | 154345.2 | 257.242 | 1391.07 | 2862.47 | 1711.9893 | 5965.5293 | 148379.6707 | 39869.73 | 108509.9407 | Splitao | 2 | LI02 | 23.6016 | ENT01 | 1 | ENV01 | 2.5 | WMSGS02 | 0.7 | BULD01 | 1 | ZVDF01 | 1
63550.0722 | 4.8031 | 600 | 149861.09 | 249.7685 | 1391.07 | 2862.47 | 1704.4536 | 5957.9936 | 143903.0964 | 39869.73 | 104033.3664 | Splitao | 2 | LI02 | 23.6016 | ENT01 | 1 | ENV01 | 2.5 | WMSGS02 | 0.7 | BULD01 | 1 | ZVDF02 | 0
63550.0722 | 4.8031 | 600 | 152097.9 | 253.4965 | 1391.07 | 2862.47 | 1731.1752 | 5984.7152 | 146113.1848 | 39869.73 | 106243.4548 | Splitao | 2 | LI02 | 23.6016 | ENT01 | 1 | ENV01 | 2.5 | WMSGS02 | 0.7 | BULD02 | 2 | ZVDF01 | 1
63550.0722 | 4.8031 | 600 | 147042.2 | 245.0703 | 1391.07 | 2862.47 | 1731.2096 | 5984.7496 | 141057.4504 | 39869.73 | 101187.7204 | Splitao | 2 | LI02 | 23.6016 | ENT01 | 1 | ENV01 | 2.5 | WMSGS02 | 0.7 | BULD02 | 2 | ZVDF02 | 0
63550.0722 | 4.8031 | 600 | 155959.88 | 259.9331 | 1391.07 | 2862.47 | 1751.2123 | 6004.7523 | 149955.1277 | 39869.73 | 110085.3977 | Splitao | 2 | LI02 | 23.6016 | ENT01 | 1 | ENV01 | 2.5 | WMSGS02 | 0.7 | BULD03 | 3 | ZVDF01 | 1
63550.0722 | 4.8031 | 600 | 151099.5 | 251.8325 | 1391.07 | 2862.47 | 1744.1467 | 5997.6867 | 145101.8133 | 39869.73 | 105232.0833 | Splitao | 2 | LI02 | 23.6016 | ENT01 | 1 | ENV01 | 2.5 | WMSGS02 | 0.7 | BULD03 | 3 | ZVDF02 | 0
63550.0722 | 4.8031 | 600 | 155487.45 | 259.1457 | 1391.07 | 2862.47 | 1659.6405 | 5913.1805 | 149574.2695 | 39869.73 | 109704.5395 | Splitao | 2 | LI02 | 23.6016 | ENT01 | 1 | ENV01 | 2.5 | WMSGS02 | 0.7 | BULD04 | 4 | ZVDF01 | 1
63550.0722 | 4.8031 | 600 | 150187.79 | 250.313 | 1391.07 | 2862.47 | 1655.3424 | 5908.8824 | 144278.9076 | 39869.73 | 104409.1776 | Splitao | 2 | LI02 | 23.6016 | ENT01 | 1 | ENV01 | 2.5 | WMSGS02 | 0.7 | BULD04 | 4 | ZVDF02 | 0
63550.0722 | 4.8031 | 600 | 119340.09 | 198.9001 | 583.5 | 2862.47 | 1450.7375 | 4896.7075 | 114443.3825 | 39869.73 | 74573.6525 | Splitao | 2 | LI01 | 9.9 | ENT01 | 1 | ENV01 | 2.5 | WMSGS01 | 0.3 | BULD04 | 4 | ZVDF02 | 0
63550.0722 | 4.8031 | 600 | 144518.43 | 240.864 | 1391.07 | 2862.47 | 1523.2789 | 5776.8189 | 138741.6111 | 39869.73 | 98871.8811 | Splitao | 2 | LI02 | 23.6016 | ENT01 | 1 | ENV02 | 3.7 | WMSGS01 | 0.3 | BULD01 | 1 | ZVDF01 | 1
63550.0722 | 4.8031 | 600 | 139938.51 | 233.2308 | 1391.07 | 2862.47 | 1519.2279 | 5772.7679 | 134165.7421 | 39869.73 | 94296.0121 | Splitao | 2 | LI02 | 23.6016 | ENT01 | 1 | ENV02 | 3.7 | WMSGS01 | 0.3 | BULD01 | 1 | ZVDF02 | 0
63550.0722 | 4.8031 | 600 | 143176.11 | 238.6268 | 1391.07 | 2862.47 | 1533.6499 | 5787.1899 | 137388.9201 | 39869.73 | 97519.1901 | Splitao | 2 | LI02 | 23.6016 | ENT01 | 1 | ENV02 | 3.7 | WMSGS01 | 0.3 | BULD02 | 2 | ZVDF01 | 1
63550.0722 | 4.8031 | 600 | 138363.39 | 230.6056 | 1391.07 | 2862.47 | 1533.9816 | 5787.5216 | 132575.8684 | 39869.73 | 92706.1384 | Splitao | 2 | LI02 | 23.6016 | ENT01 | 1 | ENV02 | 3.7 | WMSGS01 | 0.3 | BULD02 | 2 | ZVDF02 | 0
63550.0722 | 4.8031 | 600 | 144954.18 | 241.5903 | 1391.07 | 2862.47 | 1531.5178 | 5785.0578 | 139169.1222 | 39869.73 | 99299.3922 | Splitao | 2 | LI02 | 23.6016 | ENT01 | 1 | ENV02 | 3.7 | WMSGS01 | 0.3 | BULD03 | 3 | ZVDF01 | 1
63550.0722 | 4.8031 | 600 | 140329.41 | 233.8824 | 1391.07 | 2862.47 | 1527.472 | 5781.012 | 134548.398 | 39869.73 | 94678.668 | Splitao | 2 | LI02 | 23.6016 | ENT01 | 1 | ENV02 | 3.7 | WMSGS01 | 0.3 | BULD03 | 3 | ZVDF02 | 0
63550.0722 | 4.8031 | 600 | 145162.02 | 241.9367 | 1391.07 | 2862.47 | 1488.3888 | 5741.9288 | 139420.0912 | 39869.73 | 99550.3612 | Splitao | 2 | LI02 | 23.6016 | ENT01 | 1 | ENV02 | 3.7 | WMSGS01 | 0.3 | BULD04 | 4 | ZVDF01 | 1
63550.0722 | 4.8031 | 600 | 140277.99 | 233.7966 | 1391.07 | 2862.47 | 1486.0584 | 5739.5984 | 134538.3916 | 39869.73 | 94668.6616 | Splitao | 2 | LI02 | 23.6016 | ENT01 | 1 | ENV02 | 3.7 | WMSGS01 | 0.3 | BULD04 | 4 | ZVDF02 | 0
63550.0722 | 4.8031 | 600 | 145890.37 | 243.1506 | 1391.07 | 2862.47 | 1560.6256 | 5814.1656 | 140076.2044 | 39869.73 | 100206.4744 | Splitao | 2 | LI02 | 23.6016 | ENT01 | 1 | ENV02 | 3.7 | WMSGS02 | 0.7 | BULD01 | 1 | ZVDF01 | 1
63550.0722 | 4.8031 | 600 | 141191.37 | 235.319 | 1391.07 | 2862.47 | 1556.8354 | 5810.3754 | 135380.9946 | 39869.73 | 95511.2646 | Splitao | 2 | LI02 | 23.6016 | ENT01 | 1 | ENV02 | 3.7 | WMSGS02 | 0.7 | BULD01 | 1 | ZVDF02 | 0
63550.0722 | 4.8031 | 600 | 123976.02 | 206.6267 | 583.5 | 2862.47 | 1555.0635 | 5001.0335 | 118974.9865 | 39869.73 | 79105.2565 | Splitao | 2 | LI01 | 9.9 | ENT01 | 1 | ENV01 | 2.5 | WMSGS02 | 0.7 | BULD01 | 1 | ZVDF01 | 1
63550.0722 | 4.8031 | 600 | 144601.29 | 241.0021 | 1391.07 | 2862.47 | 1590.1802 | 5843.7202 | 138757.5698 | 39869.73 | 98887.8398 | Splitao | 2 | LI02 | 23.6016 | ENT01 | 1 | ENV02 | 3.7 | WMSGS02 | 0.7 | BULD02 | 2 | ZVDF01 | 1
63550.0722 | 4.8031 | 600 | 139656.21 | 232.7603 | 1391.07 | 2862.47 | 1591.9297 | 5845.4697 | 133810.7403 | 39869.73 | 93941.0103 | Splitao | 2 | LI02 | 23.6016 | ENT01 | 1 | ENV02 | 3.7 | WMSGS02 | 0.7 | BULD02 | 2 | ZVDF02 | 0
63550.0722 | 4.8031 | 600 | 146866.98 | 244.7783 | 1391.07 | 2862.47 | 1576.6869 | 5830.2269 | 141036.7531 | 39869.73 | 101167.0231 | Splitao | 2 | LI02 | 23.6016 | ENT01 | 1 | ENV02 | 3.7 | WMSGS02 | 0.7 | BULD03 | 3 | ZVDF01 | 1
63550.0722 | 4.8031 | 600 | 142132.59 | 236.8877 | 1391.07 | 2862.47 | 1572.4173 | 5825.9573 | 136306.6327 | 39869.73 | 96436.9027 | Splitao | 2 | LI02 | 23.6016 | ENT01 | 1 | ENV02 | 3.7 | WMSGS02 | 0.7 | BULD03 | 3 | ZVDF02 | 0
63550.0722 | 4.8031 | 600 | 146524.15 | 244.2069 | 1391.07 | 2862.47 | 1542.5729 | 5796.1129 | 140728.0371 | 39869.73 | 100858.3071 | Splitao | 2 | LI02 | 23.6016 | ENT01 | 1 | ENV02 | 3.7 | WMSGS02 | 0.7 | BULD04 | 4 | ZVDF01 | 1
63550.0722 | 4.8031 | 600 | 140912.94 | 234.8549 | 1391.07 | 2862.47 | 1545.7903 | 5799.3303 | 135113.6097 | 39869.73 | 95243.8797 | Splitao | 2 | LI02 | 23.6016 | ENT01 | 1 | ENV02 | 3.7 | WMSGS02 | 0.7 | BULD04 | 4 | ZVDF02 | 0
63550.0722 | 4.8031 | 600 | 141447.56 | 235.7459 | 1391.07 | 2862.47 | 1442.9094 | 5696.4494 | 135751.1106 | 39869.73 | 95881.3806 | Splitao | 2 | LI02 | 23.6016 | ENT02 | 2 | ENV01 | 2.5 | WMSGS01 | 0.3 | BULD01 | 1 | ZVDF01 | 1
63550.0722 | 4.8031 | 600 | 136949.32 | 228.2489 | 1391.07 | 2862.47 | 1437.4671 | 5691.0071 | 131258.3129 | 39869.73 | 91388.5829 | Splitao | 2 | LI02 | 23.6016 | ENT02 | 2 | ENV01 | 2.5 | WMSGS01 | 0.3 | BULD01 | 1 | ZVDF02 | 0
63550.0722 | 4.8031 | 600 | 141775.07 | 236.2918 | 1391.07 | 2862.47 | 1513.4342 | 5766.9742 | 136008.0958 | 39869.73 | 96138.3658 | Splitao | 2 | LI02 | 23.6016 | ENT02 | 2 | ENV01 | 2.5 | WMSGS01 | 0.3 | BULD02 | 2 | ZVDF01 | 1
63550.0722 | 4.8031 | 600 | 137124.67 | 228.5411 | 1391.07 | 2862.47 | 1515.4334 | 5768.9734 | 131355.6966 | 39869.73 | 91485.9666 | Splitao | 2 | LI02 | 23.6016 | ENT02 | 2 | ENV01 | 2.5 | WMSGS01 | 0.3 | BULD02 | 2 | ZVDF02 | 0
63550.0722 | 4.8031 | 600 | 119496.53 | 199.1609 | 583.5 | 2862.47 | 1549.4784 | 4995.4484 | 114501.0816 | 39869.73 | 74631.3516 | Splitao | 2 | LI01 | 9.9 | ENT01 | 1 | ENV01 | 2.5 | WMSGS02 | 0.7 | BULD01 | 1 | ZVDF02 | 0
71394.0008 | 4.8537 | 600 | 89330.4 | 148.884 | 583.5 | 2862.47 | 1246.2049 | 4692.1749 | 84638.2251 | 39869.73 | 44768.4951 | VRF | 1 | LI01 | 9.9 | ENT01 | 1 | ENV01 | 2.5 | WMSGS01 | 0.3 | BULD01 | 1 | ZVDF01 | 1
71394.0008 | 4.8537 | 600 | 113991.24 | 189.9854 | 1391.07 | 2862.47 | 1209.6531 | 5463.1931 | 108528.0469 | 39869.73 | 68658.3169 | VRF | 1 | LI02 | 23.6016 | ENT02 | 2 | ENV01 | 2.5 | WMSGS01 | 0.3 | BULD03 | 3 | ZVDF01 | 1
71394.0008 | 4.8537 | 600 | 112311.4 | 187.1857 | 1391.07 | 2862.47 | 1209.5282 | 5463.0682 | 106848.3318 | 39869.73 | 66978.6018 | VRF | 1 | LI02 | 23.6016 | ENT02 | 2 | ENV01 | 2.5 | WMSGS01 | 0.3 | BULD03 | 3 | ZVDF02 | 0
71394.0008 | 4.8537 | 600 | 114250.04 | 190.4167 | 1391.07 | 2862.47 | 1234.5789 | 5488.1189 | 108761.9211 | 39869.73 | 68892.1911 | VRF | 1 | LI02 | 23.6016 | ENT02 | 2 | ENV01 | 2.5 | WMSGS01 | 0.3 | BULD04 | 4 | ZVDF01 | 1
71394.0008 | 4.8537 | 600 | 112440.43 | 187.4007 | 1391.07 | 2862.47 | 1234.2071 | 5487.7471 | 106952.6829 | 39869.73 | 67082.9529 | VRF | 1 | LI02 | 23.6016 | ENT02 | 2 | ENV01 | 2.5 | WMSGS01 | 0.3 | BULD04 | 4 | ZVDF02 | 0
71394.0008 | 4.8537 | 600 | 114737.18 | 191.2286 | 1391.07 | 2862.47 | 1250.8113 | 5504.3513 | 109232.8287 | 39869.73 | 69363.0987 | VRF | 1 | LI02 | 23.6016 | ENT02 | 2 | ENV01 | 2.5 | WMSGS02 | 0.7 | BULD01 | 1 | ZVDF01 | 1
71394.0008 | 4.8537 | 600 | 112653.27 | 187.7554 | 1391.07 | 2862.47 | 1250.699 | 5504.239 | 107149.031 | 39869.73 | 67279.301 | VRF | 1 | LI02 | 23.6016 | ENT02 | 2 | ENV01 | 2.5 | WMSGS02 | 0.7 | BULD01 | 1 | ZVDF02 | 0
71394.0008 | 4.8537 | 600 | 114897.85 | 191.4964 | 1391.07 | 2862.47 | 1260.1062 | 5513.6462 | 109384.2038 | 39869.73 | 69514.4738 | VRF | 1 | LI02 | 23.6016 | ENT02 | 2 | ENV01 | 2.5 | WMSGS02 | 0.7 | BULD02 | 2 | ZVDF01 | 1
71394.0008 | 4.8537 | 600 | 112716.41 | 187.8607 | 1391.07 | 2862.47 | 1260.225 | 5513.765 | 107202.645 | 39869.73 | 67332.915 | VRF | 1 | LI02 | 23.6016 | ENT02 | 2 | ENV01 | 2.5 | WMSGS02 | 0.7 | BULD02 | 2 | ZVDF02 | 0
71394.0008 | 4.8537 | 600 | 114737.58 | 191.2293 | 1391.07 | 2862.47 | 1250.6744 | 5504.2144 | 109233.3656 | 39869.73 | 69363.6356 | VRF | 1 | LI02 | 23.6016 | ENT02 | 2 | ENV01 | 2.5 | WMSGS02 | 0.7 | BULD03 | 3 | ZVDF01 | 1
71394.0008 | 4.8537 | 600 | 112646.79 | 187.7446 | 1391.07 | 2862.47 | 1249.9098 | 5503.4498 | 107143.3402 | 39869.73 | 67273.6102 | VRF | 1 | LI02 | 23.6016 | ENT02 | 2 | ENV01 | 2.5 | WMSGS02 | 0.7 | BULD03 | 3 | ZVDF02 | 0
71394.0008 | 4.8537 | 600 | 90072.59 | 150.121 | 583.5 | 2862.47 | 1270.8752 | 4716.8452 | 85355.7448 | 39869.73 | 45486.0148 | VRF | 1 | LI01 | 9.9 | ENT01 | 1 | ENV01 | 2.5 | WMSGS02 | 0.7 | BULD02 | 2 | ZVDF01 | 1
71394.0008 | 4.8537 | 600 | 115259.72 | 192.0995 | 1391.07 | 2862.47 | 1292.0476 | 5545.5876 | 109714.1324 | 39869.73 | 69844.4024 | VRF | 1 | LI02 | 23.6016 | ENT02 | 2 | ENV01 | 2.5 | WMSGS02 | 0.7 | BULD04 | 4 | ZVDF01 | 1
71394.0008 | 4.8537 | 600 | 112925.17 | 188.2086 | 1391.07 | 2862.47 | 1292.0075 | 5545.5475 | 107379.6225 | 39869.73 | 67509.8925 | VRF | 1 | LI02 | 23.6016 | ENT02 | 2 | ENV01 | 2.5 | WMSGS02 | 0.7 | BULD04 | 4 | ZVDF02 | 0
71394.0008 | 4.8537 | 600 | 113865.13 | 189.7752 | 1391.07 | 2862.47 | 1170.5881 | 5424.1281 | 108441.0019 | 39869.73 | 68571.2719 | VRF | 1 | LI02 | 23.6016 | ENT02 | 2 | ENV02 | 3.7 | WMSGS01 | 0.3 | BULD01 | 1 | ZVDF01 | 1
71394.0008 | 4.8537 | 600 | 112203.62 | 187.006 | 1391.07 | 2862.47 | 1170.3943 | 5423.9343 | 106779.6857 | 39869.73 | 66909.9557 | VRF | 1 | LI02 | 23.6016 | ENT02 | 2 | ENV02 | 3.7 | WMSGS01 | 0.3 | BULD01 | 1 | ZVDF02 | 0
71394.0008 | 4.8537 | 600 | 113939.6 | 189.8993 | 1391.07 | 2862.47 | 1173.8851 | 5427.4251 | 108512.1749 | 39869.73 | 68642.4449 | VRF | 1 | LI02 | 23.6016 | ENT02 | 2 | ENV02 | 3.7 | WMSGS01 | 0.3 | BULD02 | 2 | ZVDF01 | 1
71394.0008 | 4.8537 | 600 | 112254.74 | 187.0912 | 1391.07 | 2862.47 | 1173.679 | 5427.219 | 106827.521 | 39869.73 | 66957.791 | VRF | 1 | LI02 | 23.6016 | ENT02 | 2 | ENV02 | 3.7 | WMSGS01 | 0.3 | BULD02 | 2 | ZVDF02 | 0
71394.0008 | 4.8537 | 600 | 113867 | 189.7783 | 1391.07 | 2862.47 | 1170.9139 | 5424.4539 | 108442.5461 | 39869.73 | 68572.8161 | VRF | 1 | LI02 | 23.6016 | ENT02 | 2 | ENV02 | 3.7 | WMSGS01 | 0.3 | BULD03 | 3 | ZVDF01 | 1
71394.0008 | 4.8537 | 600 | 112231.58 | 187.0526 | 1391.07 | 2862.47 | 1170.7806 | 5424.3206 | 106807.2594 | 39869.73 | 66937.5294 | VRF | 1 | LI02 | 23.6016 | ENT02 | 2 | ENV02 | 3.7 | WMSGS01 | 0.3 | BULD03 | 3 | ZVDF02 | 0
71394.0008 | 4.8537 | 600 | 114060.93 | 190.1015 | 1391.07 | 2862.47 | 1184.9981 | 5438.5381 | 108622.3919 | 39869.73 | 68752.6619 | VRF | 1 | LI02 | 23.6016 | ENT02 | 2 | ENV02 | 3.7 | WMSGS01 | 0.3 | BULD04 | 4 | ZVDF01 | 1
71394.0008 | 4.8537 | 600 | 112330.96 | 187.2183 | 1391.07 | 2862.47 | 1184.9013 | 5438.4413 | 106892.5187 | 39869.73 | 67022.7887 | VRF | 1 | LI02 | 23.6016 | ENT02 | 2 | ENV02 | 3.7 | WMSGS01 | 0.3 | BULD04 | 4 | ZVDF02 | 0
71394.0008 | 4.8537 | 600 | 87331.87 | 145.5531 | 583.5 | 2862.47 | 1270.2909 | 4716.2609 | 82615.6091 | 39869.73 | 42745.8791 | VRF | 1 | LI01 | 9.9 | ENT01 | 1 | ENV01 | 2.5 | WMSGS02 | 0.7 | BULD02 | 2 | ZVDF02 | 0
71394.0008 | 4.8537 | 600 | 114597.53 | 190.9959 | 1391.07 | 2862.47 | 1207.8892 | 5461.4292 | 109136.1008 | 39869.73 | 69266.3708 | VRF | 1 | LI02 | 23.6016 | ENT02 | 2 | ENV02 | 3.7 | WMSGS02 | 0.7 | BULD01 | 1 | ZVDF01 | 1
71394.0008 | 4.8537 | 600 | 112577.61 | 187.6293 | 1391.07 | 2862.47 | 1208.0931 | 5461.6331 | 107115.9769 | 39869.73 | 67246.2469 | VRF | 1 | LI02 | 23.6016 | ENT02 | 2 | ENV02 | 3.7 | WMSGS02 | 0.7 | BULD01 | 1 | ZVDF02 | 0
71394.0008 | 4.8537 | 600 | 114746.08 | 191.2435 | 1391.07 | 2862.47 | 1214.5835 | 5468.1235 | 109277.9565 | 39869.73 | 69408.2265 | VRF | 1 | LI02 | 23.6016 | ENT02 | 2 | ENV02 | 3.7 | WMSGS02 | 0.7 | BULD02 | 2 | ZVDF01 | 1
71394.0008 | 4.8537 | 600 | 112638.23 | 187.7304 | 1391.07 | 2862.47 | 1214.5548 | 5468.0948 | 107170.1352 | 39869.73 | 67300.4052 | VRF | 1 | LI02 | 23.6016 | ENT02 | 2 | ENV02 | 3.7 | WMSGS02 | 0.7 | BULD02 | 2 | ZVDF02 | 0
71394.0008 | 4.8537 | 600 | 114603.22 | 191.0054 | 1391.07 | 2862.47 | 1208.7974 | 5462.3374 | 109140.8826 | 39869.73 | 69271.1526 | VRF | 1 | LI02 | 23.6016 | ENT02 | 2 | ENV02 | 3.7 | WMSGS02 | 0.7 | BULD03 | 3 | ZVDF01 | 1
71394.0008 | 4.8537 | 600 | 112578.7 | 187.6312 | 1391.07 | 2862.47 | 1208.3162 | 5461.8562 | 107116.8438 | 39869.73 | 67247.1138 | VRF | 1 | LI02 | 23.6016 | ENT02 | 2 | ENV02 | 3.7 | WMSGS02 | 0.7 | BULD03 | 3 | ZVDF02 | 0
71394.0008 | 4.8537 | 600 | 115050.31 | 191.7505 | 1391.07 | 2862.47 | 1236.8215 | 5490.3615 | 109559.9485 | 39869.73 | 69690.2185 | VRF | 1 | LI02 | 23.6016 | ENT02 | 2 | ENV02 | 3.7 | WMSGS02 | 0.7 | BULD04 | 4 | ZVDF01 | 1
71394.0008 | 4.8537 | 600 | 112817.28 | 188.0288 | 1391.07 | 2862.47 | 1237.0987 | 5490.6387 | 107326.6413 | 39869.73 | 67456.9113 | VRF | 1 | LI02 | 23.6016 | ENT02 | 2 | ENV02 | 3.7 | WMSGS02 | 0.7 | BULD04 | 4 | ZVDF02 | 0
71394.0008 | 4.8537 | 600 | 89964.33 | 149.9406 | 583.5 | 2862.47 | 1337.157 | 4783.127 | 85181.203 | 39869.73 | 45311.473 | VRF | 1 | LI01 | 9.9 | ENT01 | 1 | ENV01 | 2.5 | WMSGS02 | 0.7 | BULD03 | 3 | ZVDF01 | 1
71394.0008 | 4.8537 | 600 | 87301.84 | 145.5031 | 583.5 | 2862.47 | 1336.7923 | 4782.7623 | 82519.0777 | 39869.73 | 42649.3477 | VRF | 1 | LI01 | 9.9 | ENT01 | 1 | ENV01 | 2.5 | WMSGS02 | 0.7 | BULD03 | 3 | ZVDF02 | 0
71394.0008 | 4.8537 | 600 | 90103.35 | 150.1723 | 583.5 | 2862.47 | 1298.1988 | 4744.1688 | 85359.1812 | 39869.73 | 45489.4512 | VRF | 1 | LI01 | 9.9 | ENT01 | 1 | ENV01 | 2.5 | WMSGS02 | 0.7 | BULD04 | 4 | ZVDF01 | 1
71394.0008 | 4.8537 | 600 | 87329.88 | 145.5498 | 583.5 | 2862.47 | 1298.0347 | 4744.0047 | 82585.8753 | 39869.73 | 42716.1453 | VRF | 1 | LI01 | 9.9 | ENT01 | 1 | ENV01 | 2.5 | WMSGS02 | 0.7 | BULD04 | 4 | ZVDF02 | 0
71394.0008 | 4.8537 | 600 | 86682.18 | 144.4703 | 583.5 | 2862.47 | 1144.8131 | 4590.7831 | 82091.3969 | 39869.73 | 42221.6669 | VRF | 1 | LI01 | 9.9 | ENT01 | 1 | ENV02 | 3.7 | WMSGS01 | 0.3 | BULD01 | 1 | ZVDF01 | 1
71394.0008 | 4.8537 | 600 | 85122.31 | 141.8705 | 583.5 | 2862.47 | 1144.7919 | 4590.7619 | 80531.5481 | 39869.73 | 40661.8181 | VRF | 1 | LI01 | 9.9 | ENT01 | 1 | ENV02 | 3.7 | WMSGS01 | 0.3 | BULD01 | 1 | ZVDF02 | 0
71394.0008 | 4.8537 | 600 | 86716.26 | 144.5271 | 583.5 | 2862.47 | 1144.3134 | 4590.2834 | 82125.9766 | 39869.73 | 42256.2466 | VRF | 1 | LI01 | 9.9 | ENT01 | 1 | ENV02 | 3.7 | WMSGS01 | 0.3 | BULD02 | 2 | ZVDF01 | 1
71394.0008 | 4.8537 | 600 | 85122.39 | 141.8707 | 583.5 | 2862.47 | 1144.1803 | 4590.1503 | 80532.2397 | 39869.73 | 40662.5097 | VRF | 1 | LI01 | 9.9 | ENT01 | 1 | ENV02 | 3.7 | WMSGS01 | 0.3 | BULD02 | 2 | ZVDF02 | 0
71394.0008 | 4.8537 | 600 | 86852.27 | 144.7538 | 583.5 | 2862.47 | 1245.8426 | 4691.8126 | 82160.4574 | 39869.73 | 42290.7274 | VRF | 1 | LI01 | 9.9 | ENT01 | 1 | ENV01 | 2.5 | WMSGS01 | 0.3 | BULD01 | 1 | ZVDF02 | 0
71394.0008 | 4.8537 | 600 | 86693.9 | 144.4898 | 583.5 | 2862.47 | 1162.0481 | 4608.0181 | 82085.8819 | 39869.73 | 42216.1519 | VRF | 1 | LI01 | 9.9 | ENT01 | 1 | ENV02 | 3.7 | WMSGS01 | 0.3 | BULD03 | 3 | ZVDF01 | 1
71394.0008 | 4.8537 | 600 | 85175.39 | 141.959 | 583.5 | 2862.47 | 1161.7515 | 4607.7215 | 80567.6685 | 39869.73 | 40697.9385 | VRF | 1 | LI01 | 9.9 | ENT01 | 1 | ENV02 | 3.7 | WMSGS01 | 0.3 | BULD03 | 3 | ZVDF02 | 0
71394.0008 | 4.8537 | 600 | 86744.13 | 144.5736 | 583.5 | 2862.47 | 1150.6152 | 4596.5852 | 82147.5448 | 39869.73 | 42277.8148 | VRF | 1 | LI01 | 9.9 | ENT01 | 1 | ENV02 | 3.7 | WMSGS01 | 0.3 | BULD04 | 4 | ZVDF01 | 1
71394.0008 | 4.8537 | 600 | 85255.54 | 142.0926 | 583.5 | 2862.47 | 1150.5927 | 4596.5627 | 80658.9773 | 39869.73 | 40789.2473 | VRF | 1 | LI01 | 9.9 | ENT01 | 1 | ENV02 | 3.7 | WMSGS01 | 0.3 | BULD04 | 4 | ZVDF02 | 0
71394.0008 | 4.8537 | 600 | 87122.05 | 145.2034 | 583.5 | 2862.47 | 1169.6398 | 4615.6098 | 82506.4402 | 39869.73 | 42636.7102 | VRF | 1 | LI01 | 9.9 | ENT01 | 1 | ENV02 | 3.7 | WMSGS02 | 0.7 | BULD01 | 1 | ZVDF01 | 1
71394.0008 | 4.8537 | 600 | 85455.27 | 142.4254 | 583.5 | 2862.47 | 1169.6651 | 4615.6351 | 80839.6349 | 39869.73 | 40969.9049 | VRF | 1 | LI01 | 9.9 | ENT01 | 1 | ENV02 | 3.7 | WMSGS02 | 0.7 | BULD01 | 1 | ZVDF02 | 0
71394.0008 | 4.8537 | 600 | 87193.82 | 145.323 | 583.5 | 2862.47 | 1170.3844 | 4616.3544 | 82577.4656 | 39869.73 | 42707.7356 | VRF | 1 | LI01 | 9.9 | ENT01 | 1 | ENV02 | 3.7 | WMSGS02 | 0.7 | BULD02 | 2 | ZVDF01 | 1
71394.0008 | 4.8537 | 600 | 85499.19 | 142.4986 | 583.5 | 2862.47 | 1170.5427 | 4616.5127 | 80882.6773 | 39869.73 | 41012.9473 | VRF | 1 | LI01 | 9.9 | ENT01 | 1 | ENV02 | 3.7 | WMSGS02 | 0.7 | BULD02 | 2 | ZVDF02 | 0
71394.0008 | 4.8537 | 600 | 87125.13 | 145.2086 | 583.5 | 2862.47 | 1188.4118 | 4634.3818 | 82490.7482 | 39869.73 | 42621.0182 | VRF | 1 | LI01 | 9.9 | ENT01 | 1 | ENV02 | 3.7 | WMSGS02 | 0.7 | BULD03 | 3 | ZVDF01 | 1
71394.0008 | 4.8537 | 600 | 85519.11 | 142.5318 | 583.5 | 2862.47 | 1188.3472 | 4634.3172 | 80884.7928 | 39869.73 | 41015.0628 | VRF | 1 | LI01 | 9.9 | ENT01 | 1 | ENV02 | 3.7 | WMSGS02 | 0.7 | BULD03 | 3 | ZVDF02 | 0
71394.0008 | 4.8537 | 600 | 89341.47 | 148.9025 | 583.5 | 2862.47 | 1243.22 | 4689.19 | 84652.28 | 39869.73 | 44782.55 | VRF | 1 | LI01 | 9.9 | ENT01 | 1 | ENV01 | 2.5 | WMSGS01 | 0.3 | BULD02 | 2 | ZVDF01 | 1
71394.0008 | 4.8537 | 600 | 87292.13 | 145.4869 | 583.5 | 2862.47 | 1183.6038 | 4629.5738 | 82662.5562 | 39869.73 | 42792.8262 | VRF | 1 | LI01 | 9.9 | ENT01 | 1 | ENV02 | 3.7 | WMSGS02 | 0.7 | BULD04 | 4 | ZVDF01 | 1
71394.0008 | 4.8537 | 600 | 85643.27 | 142.7388 | 583.5 | 2862.47 | 1183.4504 | 4629.4204 | 81013.8496 | 39869.73 | 41144.1196 | VRF | 1 | LI01 | 9.9 | ENT01 | 1 | ENV02 | 3.7 | WMSGS02 | 0.7 | BULD04 | 4 | ZVDF02 | 0
71394.0008 | 4.8537 | 600 | 86142.49 | 143.5708 | 583.5 | 2862.47 | 1088.7849 | 4534.7549 | 81607.7351 | 39869.73 | 41738.0051 | VRF | 1 | LI01 | 9.9 | ENT02 | 2 | ENV01 | 2.5 | WMSGS01 | 0.3 | BULD01 | 1 | ZVDF01 | 1
71394.0008 | 4.8537 | 600 | 84267.76 | 140.4463 | 583.5 | 2862.47 | 1088.757 | 4534.727 | 79733.033 | 39869.73 | 39863.303 | VRF | 1 | LI01 | 9.9 | ENT02 | 2 | ENV01 | 2.5 | WMSGS01 | 0.3 | BULD01 | 1 | ZVDF02 | 0
71394.0008 | 4.8537 | 600 | 86201.19 | 143.6687 | 583.5 | 2862.47 | 1093.55 | 4539.52 | 81661.67 | 39869.73 | 41791.94 | VRF | 1 | LI01 | 9.9 | ENT02 | 2 | ENV01 | 2.5 | WMSGS01 | 0.3 | BULD02 | 2 | ZVDF01 | 1
71394.0008 | 4.8537 | 600 | 84412.28 | 140.6871 | 583.5 | 2862.47 | 1093.603 | 4539.573 | 79872.707 | 39869.73 | 40002.977 | VRF | 1 | LI01 | 9.9 | ENT02 | 2 | ENV01 | 2.5 | WMSGS01 | 0.3 | BULD02 | 2 | ZVDF02 | 0
71394.0008 | 4.8537 | 600 | 86166.11 | 143.6102 | 583.5 | 2862.47 | 1090.9079 | 4536.8779 | 81629.2321 | 39869.73 | 41759.5021 | VRF | 1 | LI01 | 9.9 | ENT02 | 2 | ENV01 | 2.5 | WMSGS01 | 0.3 | BULD03 | 3 | ZVDF01 | 1
71394.0008 | 4.8537 | 600 | 84367.04 | 140.6117 | 583.5 | 2862.47 | 1090.8337 | 4536.8037 | 79830.2363 | 39869.73 | 39960.5063 | VRF | 1 | LI01 | 9.9 | ENT02 | 2 | ENV01 | 2.5 | WMSGS01 | 0.3 | BULD03 | 3 | ZVDF02 | 0
71394.0008 | 4.8537 | 600 | 86323.93 | 143.8732 | 583.5 | 2862.47 | 1108.5266 | 4554.4966 | 81769.4334 | 39869.73 | 41899.7034 | VRF | 1 | LI01 | 9.9 | ENT02 | 2 | ENV01 | 2.5 | WMSGS01 | 0.3 | BULD04 | 4 | ZVDF01 | 1
71394.0008 | 4.8537 | 600 | 84621.47 | 141.0358 | 583.5 | 2862.47 | 1108.5977 | 4554.5677 | 80066.9023 | 39869.73 | 40197.1723 | VRF | 1 | LI01 | 9.9 | ENT02 | 2 | ENV01 | 2.5 | WMSGS01 | 0.3 | BULD04 | 4 | ZVDF02 | 0
71394.0008 | 4.8537 | 600 | 86872.24 | 144.7871 | 583.5 | 2862.47 | 1242.7327 | 4688.7027 | 82183.5373 | 39869.73 | 42313.8073 | VRF | 1 | LI01 | 9.9 | ENT01 | 1 | ENV01 | 2.5 | WMSGS01 | 0.3 | BULD02 | 2 | ZVDF02 | 0
71394.0008 | 4.8537 | 600 | 86598.52 | 144.3309 | 583.5 | 2862.47 | 1119.8748 | 4565.8448 | 82032.6752 | 39869.73 | 42162.9452 | VRF | 1 | LI01 | 9.9 | ENT02 | 2 | ENV01 | 2.5 | WMSGS02 | 0.7 | BULD01 | 1 | ZVDF01 | 1
71394.0008 | 4.8537 | 600 | 84861.4 | 141.4357 | 583.5 | 2862.47 | 1119.8122 | 4565.7822 | 80295.6178 | 39869.73 | 40425.8878 | VRF | 1 | LI01 | 9.9 | ENT02 | 2 | ENV01 | 2.5 | WMSGS02 | 0.7 | BULD01 | 1 | ZVDF02 | 0
71394.0008 | 4.8537 | 600 | 86691.69 | 144.4862 | 583.5 | 2862.47 | 1127.0244 | 4572.9944 | 82118.6956 | 39869.73 | 42248.9656 | VRF | 1 | LI01 | 9.9 | ENT02 | 2 | ENV01 | 2.5 | WMSGS02 | 0.7 | BULD02 | 2 | ZVDF01 | 1
71394.0008 | 4.8537 | 600 | 85046.91 | 141.7449 | 583.5 | 2862.47 | 1127.2022 | 4573.1722 | 80473.7378 | 39869.73 | 40604.0078 | VRF | 1 | LI01 | 9.9 | ENT02 | 2 | ENV01 | 2.5 | WMSGS02 | 0.7 | BULD02 | 2 | ZVDF02 | 0
71394.0008 | 4.8537 | 600 | 86615.62 | 144.3594 | 583.5 | 2862.47 | 1122.3747 | 4568.3447 | 82047.2753 | 39869.73 | 42177.5453 | VRF | 1 | LI01 | 9.9 | ENT02 | 2 | ENV01 | 2.5 | WMSGS02 | 0.7 | BULD03 | 3 | ZVDF01 | 1
71394.0008 | 4.8537 | 600 | 85001.13 | 141.6686 | 583.5 | 2862.47 | 1122.5584 | 4568.5284 | 80432.6016 | 39869.73 | 40562.8716 | VRF | 1 | LI01 | 9.9 | ENT02 | 2 | ENV01 | 2.5 | WMSGS02 | 0.7 | BULD03 | 3 | ZVDF02 | 0
71394.0008 | 4.8537 | 600 | 86917.61 | 144.8627 | 583.5 | 2862.47 | 1150.1961 | 4596.1661 | 82321.4439 | 39869.73 | 42451.7139 | VRF | 1 | LI01 | 9.9 | ENT02 | 2 | ENV01 | 2.5 | WMSGS02 | 0.7 | BULD04 | 4 | ZVDF01 | 1
71394.0008 | 4.8537 | 600 | 85277.48 | 142.1291 | 583.5 | 2862.47 | 1150.5121 | 4596.4821 | 80680.9979 | 39869.73 | 40811.2679 | VRF | 1 | LI01 | 9.9 | ENT02 | 2 | ENV01 | 2.5 | WMSGS02 | 0.7 | BULD04 | 4 | ZVDF02 | 0
71394.0008 | 4.8537 | 600 | 86035.67 | 143.3928 | 583.5 | 2862.47 | 1059.4407 | 4505.4107 | 81530.2593 | 39869.73 | 41660.5293 | VRF | 1 | LI01 | 9.9 | ENT02 | 2 | ENV02 | 3.7 | WMSGS01 | 0.3 | BULD01 | 1 | ZVDF01 | 1
71394.0008 | 4.8537 | 600 | 84090.46 | 140.1508 | 583.5 | 2862.47 | 1059.4405 | 4505.4105 | 79585.0495 | 39869.73 | 39715.3195 | VRF | 1 | LI01 | 9.9 | ENT02 | 2 | ENV02 | 3.7 | WMSGS01 | 0.3 | BULD01 | 1 | ZVDF02 | 0
71394.0008 | 4.8537 | 600 | 89304.97 | 148.8416 | 583.5 | 2862.47 | 1307.5756 | 4753.5456 | 84551.4244 | 39869.73 | 44681.6944 | VRF | 1 | LI01 | 9.9 | ENT01 | 1 | ENV01 | 2.5 | WMSGS01 | 0.3 | BULD03 | 3 | ZVDF01 | 1
71394.0008 | 4.8537 | 600 | 86092.58 | 143.4876 | 583.5 | 2862.47 | 1062.3037 | 4508.2737 | 81584.3063 | 39869.73 | 41714.5763 | VRF | 1 | LI01 | 9.9 | ENT02 | 2 | ENV02 | 3.7 | WMSGS01 | 0.3 | BULD02 | 2 | ZVDF01 | 1
71394.0008 | 4.8537 | 600 | 84206.73 | 140.3445 | 583.5 | 2862.47 | 1062.2602 | 4508.2302 | 79698.4998 | 39869.73 | 39828.7698 | VRF | 1 | LI01 | 9.9 | ENT02 | 2 | ENV02 | 3.7 | WMSGS01 | 0.3 | BULD02 | 2 | ZVDF02 | 0
71394.0008 | 4.8537 | 600 | 86067.3 | 143.4455 | 583.5 | 2862.47 | 1060.8108 | 4506.7808 | 81560.5192 | 39869.73 | 41690.7892 | VRF | 1 | LI01 | 9.9 | ENT02 | 2 | ENV02 | 3.7 | WMSGS01 | 0.3 | BULD03 | 3 | ZVDF01 | 1
71394.0008 | 4.8537 | 600 | 84172 | 140.2867 | 583.5 | 2862.47 | 1060.7469 | 4506.7169 | 79665.2831 | 39869.73 | 39795.5531 | VRF | 1 | LI01 | 9.9 | ENT02 | 2 | ENV02 | 3.7 | WMSGS01 | 0.3 | BULD03 | 3 | ZVDF02 | 0
71394.0008 | 4.8537 | 600 | 86189.17 | 143.6486 | 583.5 | 2862.47 | 1070.0128 | 4515.9828 | 81673.1872 | 39869.73 | 41803.4572 | VRF | 1 | LI01 | 9.9 | ENT02 | 2 | ENV02 | 3.7 | WMSGS01 | 0.3 | BULD04 | 4 | ZVDF01 | 1
71394.0008 | 4.8537 | 600 | 84393.74 | 140.6562 | 583.5 | 2862.47 | 1070.0449 | 4516.0149 | 79877.7251 | 39869.73 | 40007.9951 | VRF | 1 | LI01 | 9.9 | ENT02 | 2 | ENV02 | 3.7 | WMSGS01 | 0.3 | BULD04 | 4 | ZVDF02 | 0
71394.0008 | 4.8537 | 600 | 86491.94 | 144.1532 | 583.5 | 2862.47 | 1086.564 | 4532.534 | 81959.406 | 39869.73 | 42089.676 | VRF | 1 | LI01 | 9.9 | ENT02 | 2 | ENV02 | 3.7 | WMSGS02 | 0.7 | BULD01 | 1 | ZVDF01 | 1
71394.0008 | 4.8537 | 600 | 84732.51 | 141.2208 | 583.5 | 2862.47 | 1086.535 | 4532.505 | 80200.005 | 39869.73 | 40330.275 | VRF | 1 | LI01 | 9.9 | ENT02 | 2 | ENV02 | 3.7 | WMSGS02 | 0.7 | BULD01 | 1 | ZVDF02 | 0
71394.0008 | 4.8537 | 600 | 86578.3 | 144.2972 | 583.5 | 2862.47 | 1091.8294 | 4537.7994 | 82040.5006 | 39869.73 | 42170.7706 | VRF | 1 | LI01 | 9.9 | ENT02 | 2 | ENV02 | 3.7 | WMSGS02 | 0.7 | BULD02 | 2 | ZVDF01 | 1
71394.0008 | 4.8537 | 600 | 84908.44 | 141.5141 | 583.5 | 2862.47 | 1091.8959 | 4537.8659 | 80370.5741 | 39869.73 | 40500.8441 | VRF | 1 | LI01 | 9.9 | ENT02 | 2 | ENV02 | 3.7 | WMSGS02 | 0.7 | BULD02 | 2 | ZVDF02 | 0
71394.0008 | 4.8537 | 600 | 86895.52 | 144.8259 | 583.5 | 2862.47 | 1307.148 | 4753.118 | 82142.402 | 39869.73 | 42272.672 | VRF | 1 | LI01 | 9.9 | ENT01 | 1 | ENV01 | 2.5 | WMSGS01 | 0.3 | BULD03 | 3 | ZVDF02 | 0
71394.0008 | 4.8537 | 600 | 86508.07 | 144.1801 | 583.5 | 2862.47 | 1088.4593 | 4534.4293 | 81973.6407 | 39869.73 | 42103.9107 | VRF | 1 | LI01 | 9.9 | ENT02 | 2 | ENV02 | 3.7 | WMSGS02 | 0.7 | BULD03 | 3 | ZVDF01 | 1
71394.0008 | 4.8537 | 600 | 84862.93 | 141.4382 | 583.5 | 2862.47 | 1088.524 | 4534.494 | 80328.436 | 39869.73 | 40458.706 | VRF | 1 | LI01 | 9.9 | ENT02 | 2 | ENV02 | 3.7 | WMSGS02 | 0.7 | BULD03 | 3 | ZVDF02 | 0
71394.0008 | 4.8537 | 600 | 86758.66 | 144.5978 | 583.5 | 2862.47 | 1106.3937 | 4552.3637 | 82206.2963 | 39869.73 | 42336.5663 | VRF | 1 | LI01 | 9.9 | ENT02 | 2 | ENV02 | 3.7 | WMSGS02 | 0.7 | BULD04 | 4 | ZVDF01 | 1
71394.0008 | 4.8537 | 600 | 85102.57 | 141.8376 | 583.5 | 2862.47 | 1106.4416 | 4552.4116 | 80550.1584 | 39869.73 | 40680.4284 | VRF | 1 | LI01 | 9.9 | ENT02 | 2 | ENV02 | 3.7 | WMSGS02 | 0.7 | BULD04 | 4 | ZVDF02 | 0
71394.0008 | 4.8537 | 600 | 117947.72 | 196.5795 | 1391.07 | 2862.47 | 1378.8592 | 5632.3992 | 112315.3208 | 39869.73 | 72445.5908 | VRF | 1 | LI02 | 23.6016 | ENT01 | 1 | ENV01 | 2.5 | WMSGS01 | 0.3 | BULD01 | 1 | ZVDF01 | 1
71394.0008 | 4.8537 | 600 | 114760.72 | 191.2679 | 1391.07 | 2862.47 | 1376.4576 | 5629.9976 | 109130.7224 | 39869.73 | 69260.9924 | VRF | 1 | LI02 | 23.6016 | ENT01 | 1 | ENV01 | 2.5 | WMSGS01 | 0.3 | BULD01 | 1 | ZVDF02 | 0
71394.0008 | 4.8537 | 600 | 117930.24 | 196.5504 | 1391.07 | 2862.47 | 1373.1709 | 5626.7109 | 112303.5291 | 39869.73 | 72433.7991 | VRF | 1 | LI02 | 23.6016 | ENT01 | 1 | ENV01 | 2.5 | WMSGS01 | 0.3 | BULD02 | 2 | ZVDF01 | 1
71394.0008 | 4.8537 | 600 | 114789.44 | 191.3157 | 1391.07 | 2862.47 | 1370.401 | 5623.941 | 109165.499 | 39869.73 | 69295.769 | VRF | 1 | LI02 | 23.6016 | ENT01 | 1 | ENV01 | 2.5 | WMSGS01 | 0.3 | BULD02 | 2 | ZVDF02 | 0
71394.0008 | 4.8537 | 600 | 117925.08 | 196.5418 | 1391.07 | 2862.47 | 1449.5268 | 5703.0668 | 112222.0132 | 39869.73 | 72352.2832 | VRF | 1 | LI02 | 23.6016 | ENT01 | 1 | ENV01 | 2.5 | WMSGS01 | 0.3 | BULD03 | 3 | ZVDF01 | 1
71394.0008 | 4.8537 | 600 | 114788.46 | 191.3141 | 1391.07 | 2862.47 | 1446.5177 | 5700.0577 | 109088.4023 | 39869.73 | 69218.6723 | VRF | 1 | LI02 | 23.6016 | ENT01 | 1 | ENV01 | 2.5 | WMSGS01 | 0.3 | BULD03 | 3 | ZVDF02 | 0
71394.0008 | 4.8537 | 600 | 89268.31 | 148.7805 | 583.5 | 2862.47 | 1263.6257 | 4709.5957 | 84558.7143 | 39869.73 | 44688.9843 | VRF | 1 | LI01 | 9.9 | ENT01 | 1 | ENV01 | 2.5 | WMSGS01 | 0.3 | BULD04 | 4 | ZVDF01 | 1
71394.0008 | 4.8537 | 600 | 117928.62 | 196.5477 | 1391.07 | 2862.47 | 1400.0249 | 5653.5649 | 112275.0551 | 39869.73 | 72405.3251 | VRF | 1 | LI02 | 23.6016 | ENT01 | 1 | ENV01 | 2.5 | WMSGS01 | 0.3 | BULD04 | 4 | ZVDF01 | 1
71394.0008 | 4.8537 | 600 | 114706.49 | 191.1775 | 1391.07 | 2862.47 | 1397.518 | 5651.058 | 109055.432 | 39869.73 | 69185.702 | VRF | 1 | LI02 | 23.6016 | ENT01 | 1 | ENV01 | 2.5 | WMSGS01 | 0.3 | BULD04 | 4 | ZVDF02 | 0
71394.0008 | 4.8537 | 600 | 118782.12 | 197.9702 | 1391.07 | 2862.47 | 1411.1963 | 5664.7363 | 113117.3837 | 39869.73 | 73247.6537 | VRF | 1 | LI02 | 23.6016 | ENT01 | 1 | ENV01 | 2.5 | WMSGS02 | 0.7 | BULD01 | 1 | ZVDF01 | 1
71394.0008 | 4.8537 | 600 | 115302.65 | 192.1711 | 1391.07 | 2862.47 | 1408.4143 | 5661.9543 | 109640.6957 | 39869.73 | 69770.9657 | VRF | 1 | LI02 | 23.6016 | ENT01 | 1 | ENV01 | 2.5 | WMSGS02 | 0.7 | BULD01 | 1 | ZVDF02 | 0
71394.0008 | 4.8537 | 600 | 118830.62 | 198.051 | 1391.07 | 2862.47 | 1405.4894 | 5659.0294 | 113171.5906 | 39869.73 | 73301.8606 | VRF | 1 | LI02 | 23.6016 | ENT01 | 1 | ENV01 | 2.5 | WMSGS02 | 0.7 | BULD02 | 2 | ZVDF01 | 1
71394.0008 | 4.8537 | 600 | 115380.07 | 192.3001 | 1391.07 | 2862.47 | 1402.9791 | 5656.5191 | 109723.5509 | 39869.73 | 69853.8209 | VRF | 1 | LI02 | 23.6016 | ENT01 | 1 | ENV01 | 2.5 | WMSGS02 | 0.7 | BULD02 | 2 | ZVDF02 | 0
71394.0008 | 4.8537 | 600 | 118752.94 | 197.9216 | 1391.07 | 2862.47 | 1483.0911 | 5736.6311 | 113016.3089 | 39869.73 | 73146.5789 | VRF | 1 | LI02 | 23.6016 | ENT01 | 1 | ENV01 | 2.5 | WMSGS02 | 0.7 | BULD03 | 3 | ZVDF01 | 1
71394.0008 | 4.8537 | 600 | 115310.48 | 192.1841 | 1391.07 | 2862.47 | 1480.0696 | 5733.6096 | 109576.8704 | 39869.73 | 69707.1404 | VRF | 1 | LI02 | 23.6016 | ENT01 | 1 | ENV01 | 2.5 | WMSGS02 | 0.7 | BULD03 | 3 | ZVDF02 | 0
71394.0008 | 4.8537 | 600 | 118979.13 | 198.2986 | 1391.07 | 2862.47 | 1441.3411 | 5694.8811 | 113284.2489 | 39869.73 | 73414.5189 | VRF | 1 | LI02 | 23.6016 | ENT01 | 1 | ENV01 | 2.5 | WMSGS02 | 0.7 | BULD04 | 4 | ZVDF01 | 1
71394.0008 | 4.8537 | 600 | 115365.91 | 192.2765 | 1391.07 | 2862.47 | 1439.0599 | 5692.5999 | 109673.3101 | 39869.73 | 69803.5801 | VRF | 1 | LI02 | 23.6016 | ENT01 | 1 | ENV01 | 2.5 | WMSGS02 | 0.7 | BULD04 | 4 | ZVDF02 | 0
71394.0008 | 4.8537 | 600 | 86840.76 | 144.7346 | 583.5 | 2862.47 | 1262.91 | 4708.88 | 82131.88 | 39869.73 | 42262.15 | VRF | 1 | LI01 | 9.9 | ENT01 | 1 | ENV01 | 2.5 | WMSGS01 | 0.3 | BULD04 | 4 | ZVDF02 | 0
71394.0008 | 4.8537 | 600 | 114554.81 | 190.9247 | 1391.07 | 2862.47 | 1260.1013 | 5513.6413 | 109041.1687 | 39869.73 | 69171.4387 | VRF | 1 | LI02 | 23.6016 | ENT01 | 1 | ENV02 | 3.7 | WMSGS01 | 0.3 | BULD01 | 1 | ZVDF01 | 1
71394.0008 | 4.8537 | 600 | 112638.68 | 187.7311 | 1391.07 | 2862.47 | 1259.3307 | 5512.8707 | 107125.8093 | 39869.73 | 67256.0793 | VRF | 1 | LI02 | 23.6016 | ENT01 | 1 | ENV02 | 3.7 | WMSGS01 | 0.3 | BULD01 | 1 | ZVDF02 | 0
71394.0008 | 4.8537 | 600 | 114594.48 | 190.9908 | 1391.07 | 2862.47 | 1258.5312 | 5512.0712 | 109082.4088 | 39869.73 | 69212.6788 | VRF | 1 | LI02 | 23.6016 | ENT01 | 1 | ENV02 | 3.7 | WMSGS01 | 0.3 | BULD02 | 2 | ZVDF01 | 1
71394.0008 | 4.8537 | 600 | 112663.65 | 187.7728 | 1391.07 | 2862.47 | 1257.927 | 5511.467 | 107152.183 | 39869.73 | 67282.453 | VRF | 1 | LI02 | 23.6016 | ENT01 | 1 | ENV02 | 3.7 | WMSGS01 | 0.3 | BULD02 | 2 | ZVDF02 | 0
71394.0008 | 4.8537 | 600 | 114549.52 | 190.9159 | 1391.07 | 2862.47 | 1281.0659 | 5534.6059 | 109014.9141 | 39869.73 | 69145.1841 | VRF | 1 | LI02 | 23.6016 | ENT01 | 1 | ENV02 | 3.7 | WMSGS01 | 0.3 | BULD03 | 3 | ZVDF01 | 1
71394.0008 | 4.8537 | 600 | 112657.99 | 187.7633 | 1391.07 | 2862.47 | 1279.9674 | 5533.5074 | 107124.4826 | 39869.73 | 67254.7526 | VRF | 1 | LI02 | 23.6016 | ENT01 | 1 | ENV02 | 3.7 | WMSGS01 | 0.3 | BULD03 | 3 | ZVDF02 | 0
71394.0008 | 4.8537 | 600 | 114624.44 | 191.0407 | 1391.07 | 2862.47 | 1266.6444 | 5520.1844 | 109104.2556 | 39869.73 | 69234.5256 | VRF | 1 | LI02 | 23.6016 | ENT01 | 1 | ENV02 | 3.7 | WMSGS01 | 0.3 | BULD04 | 4 | ZVDF01 | 1
71394.0008 | 4.8537 | 600 | 112687.52 | 187.8125 | 1391.07 | 2862.47 | 1265.6259 | 5519.1659 | 107168.3541 | 39869.73 | 67298.6241 | VRF | 1 | LI02 | 23.6016 | ENT01 | 1 | ENV02 | 3.7 | WMSGS01 | 0.3 | BULD04 | 4 | ZVDF02 | 0
71394.0008 | 4.8537 | 600 | 115200.81 | 192.0014 | 1391.07 | 2862.47 | 1290.9784 | 5544.5184 | 109656.2916 | 39869.73 | 69786.5616 | VRF | 1 | LI02 | 23.6016 | ENT01 | 1 | ENV02 | 3.7 | WMSGS02 | 0.7 | BULD01 | 1 | ZVDF01 | 1
71394.0008 | 4.8537 | 600 | 112973.46 | 188.2891 | 1391.07 | 2862.47 | 1289.4371 | 5542.9771 | 107430.4829 | 39869.73 | 67560.7529 | VRF | 1 | LI02 | 23.6016 | ENT01 | 1 | ENV02 | 3.7 | WMSGS02 | 0.7 | BULD01 | 1 | ZVDF02 | 0
71394.0008 | 4.8537 | 600 | 90014.87 | 150.0248 | 583.5 | 2862.47 | 1272.7544 | 4718.7244 | 85296.1456 | 39869.73 | 45426.4156 | VRF | 1 | LI01 | 9.9 | ENT01 | 1 | ENV01 | 2.5 | WMSGS02 | 0.7 | BULD01 | 1 | ZVDF01 | 1
71394.0008 | 4.8537 | 600 | 115301.25 | 192.1687 | 1391.07 | 2862.47 | 1290.2975 | 5543.8375 | 109757.4125 | 39869.73 | 69887.6825 | VRF | 1 | LI02 | 23.6016 | ENT01 | 1 | ENV02 | 3.7 | WMSGS02 | 0.7 | BULD02 | 2 | ZVDF01 | 1
71394.0008 | 4.8537 | 600 | 113031.7 | 188.3862 | 1391.07 | 2862.47 | 1289.258 | 5542.798 | 107488.902 | 39869.73 | 67619.172 | VRF | 1 | LI02 | 23.6016 | ENT01 | 1 | ENV02 | 3.7 | WMSGS02 | 0.7 | BULD02 | 2 | ZVDF02 | 0
71394.0008 | 4.8537 | 600 | 115187.9 | 191.9798 | 1391.07 | 2862.47 | 1312.2415 | 5565.7815 | 109622.1185 | 39869.73 | 69752.3885 | VRF | 1 | LI02 | 23.6016 | ENT01 | 1 | ENV02 | 3.7 | WMSGS02 | 0.7 | BULD03 | 3 | ZVDF01 | 1
71394.0008 | 4.8537 | 600 | 112975.46 | 188.2924 | 1391.07 | 2862.47 | 1311.0192 | 5564.5592 | 107410.9008 | 39869.73 | 67541.1708 | VRF | 1 | LI02 | 23.6016 | ENT01 | 1 | ENV02 | 3.7 | WMSGS02 | 0.7 | BULD03 | 3 | ZVDF02 | 0
71394.0008 | 4.8537 | 600 | 115451.45 | 192.4191 | 1391.07 | 2862.47 | 1307.4923 | 5561.0323 | 109890.4177 | 39869.73 | 70020.6877 | VRF | 1 | LI02 | 23.6016 | ENT01 | 1 | ENV02 | 3.7 | WMSGS02 | 0.7 | BULD04 | 4 | ZVDF01 | 1
71394.0008 | 4.8537 | 600 | 113106.98 | 188.5116 | 1391.07 | 2862.47 | 1306.3383 | 5559.8783 | 107547.1017 | 39869.73 | 67677.3717 | VRF | 1 | LI02 | 23.6016 | ENT01 | 1 | ENV02 | 3.7 | WMSGS02 | 0.7 | BULD04 | 4 | ZVDF02 | 0
71394.0008 | 4.8537 | 600 | 113991.94 | 189.9866 | 1391.07 | 2862.47 | 1209.3133 | 5462.8533 | 108529.0867 | 39869.73 | 68659.3567 | VRF | 1 | LI02 | 23.6016 | ENT02 | 2 | ENV01 | 2.5 | WMSGS01 | 0.3 | BULD01 | 1 | ZVDF01 | 1
71394.0008 | 4.8537 | 600 | 112287.85 | 187.1464 | 1391.07 | 2862.47 | 1209.1854 | 5462.7254 | 106825.1246 | 39869.73 | 66955.3946 | VRF | 1 | LI02 | 23.6016 | ENT02 | 2 | ENV01 | 2.5 | WMSGS01 | 0.3 | BULD01 | 1 | ZVDF02 | 0
71394.0008 | 4.8537 | 600 | 114075.84 | 190.1264 | 1391.07 | 2862.47 | 1214.467 | 5468.007 | 108607.833 | 39869.73 | 68738.103 | VRF | 1 | LI02 | 23.6016 | ENT02 | 2 | ENV01 | 2.5 | WMSGS01 | 0.3 | BULD02 | 2 | ZVDF01 | 1
71394.0008 | 4.8537 | 600 | 112338.86 | 187.2314 | 1391.07 | 2862.47 | 1214.0429 | 5467.5829 | 106871.2771 | 39869.73 | 67001.5471 | VRF | 1 | LI02 | 23.6016 | ENT02 | 2 | ENV01 | 2.5 | WMSGS01 | 0.3 | BULD02 | 2 | ZVDF02 | 0
71394.0008 | 4.8537 | 600 | 87268.26 | 145.4471 | 583.5 | 2862.47 | 1272.312 | 4718.282 | 82549.978 | 39869.73 | 42680.248 | VRF | 1 | LI01 | 9.9 | ENT01 | 1 | ENV01 | 2.5 | WMSGS02 | 0.7 | BULD01 | 1 | ZVDF02 | 0
71394.0008 | 4.8537 | 600 | 123330.91 | 205.5515 | 583.5 | 2862.47 | 1454.2759 | 4900.2459 | 118430.6641 | 39869.73 | 78560.9341 | Splitao | 2 | LI01 | 9.9 | ENT01 | 1 | ENV01 | 2.5 | WMSGS01 | 0.3 | BULD01 | 1 | ZVDF01 | 1
71394.0008 | 4.8537 | 600 | 144010.05 | 240.0167 | 1391.07 | 2862.47 | 1454.8106 | 5708.3506 | 138301.6994 | 39869.73 | 98431.9694 | Splitao | 2 | LI02 | 23.6016 | ENT02 | 2 | ENV01 | 2.5 | WMSGS01 | 0.3 | BULD03 | 3 | ZVDF01 | 1
71394.0008 | 4.8537 | 600 | 138697.03 | 231.1617 | 1391.07 | 2862.47 | 1449.0711 | 5702.6111 | 132994.4189 | 39869.73 | 93124.6889 | Splitao | 2 | LI02 | 23.6016 | ENT02 | 2 | ENV01 | 2.5 | WMSGS01 | 0.3 | BULD03 | 3 | ZVDF02 | 0
71394.0008 | 4.8537 | 600 | 144497.99 | 240.83 | 1391.07 | 2862.47 | 1486.7245 | 5740.2645 | 138757.7255 | 39869.73 | 98887.9955 | Splitao | 2 | LI02 | 23.6016 | ENT02 | 2 | ENV01 | 2.5 | WMSGS01 | 0.3 | BULD04 | 4 | ZVDF01 | 1
71394.0008 | 4.8537 | 600 | 138915.07 | 231.5251 | 1391.07 | 2862.47 | 1486.0523 | 5739.5923 | 133175.4777 | 39869.73 | 93305.7477 | Splitao | 2 | LI02 | 23.6016 | ENT02 | 2 | ENV01 | 2.5 | WMSGS01 | 0.3 | BULD04 | 4 | ZVDF02 | 0
71394.0008 | 4.8537 | 600 | 145211.18 | 242.0186 | 1391.07 | 2862.47 | 1507.4915 | 5761.0315 | 139450.1485 | 39869.73 | 99580.4185 | Splitao | 2 | LI02 | 23.6016 | ENT02 | 2 | ENV01 | 2.5 | WMSGS02 | 0.7 | BULD01 | 1 | ZVDF01 | 1
71394.0008 | 4.8537 | 600 | 139737.61 | 232.896 | 1391.07 | 2862.47 | 1505.2032 | 5758.7432 | 133978.8668 | 39869.73 | 94109.1368 | Splitao | 2 | LI02 | 23.6016 | ENT02 | 2 | ENV01 | 2.5 | WMSGS02 | 0.7 | BULD01 | 1 | ZVDF02 | 0
71394.0008 | 4.8537 | 600 | 144362.3 | 240.6038 | 1391.07 | 2862.47 | 1543.544 | 5797.084 | 138565.216 | 39869.73 | 98695.486 | Splitao | 2 | LI02 | 23.6016 | ENT02 | 2 | ENV01 | 2.5 | WMSGS02 | 0.7 | BULD02 | 2 | ZVDF01 | 1
71394.0008 | 4.8537 | 600 | 138841.21 | 231.402 | 1391.07 | 2862.47 | 1549.1104 | 5802.6504 | 133038.5596 | 39869.73 | 93168.8296 | Splitao | 2 | LI02 | 23.6016 | ENT02 | 2 | ENV01 | 2.5 | WMSGS02 | 0.7 | BULD02 | 2 | ZVDF02 | 0
71394.0008 | 4.8537 | 600 | 145847.65 | 243.0794 | 1391.07 | 2862.47 | 1510.678 | 5764.218 | 140083.432 | 39869.73 | 100213.702 | Splitao | 2 | LI02 | 23.6016 | ENT02 | 2 | ENV01 | 2.5 | WMSGS02 | 0.7 | BULD03 | 3 | ZVDF01 | 1
71394.0008 | 4.8537 | 600 | 140436.82 | 234.0614 | 1391.07 | 2862.47 | 1504.8973 | 5758.4373 | 134678.3827 | 39869.73 | 94808.6527 | Splitao | 2 | LI02 | 23.6016 | ENT02 | 2 | ENV01 | 2.5 | WMSGS02 | 0.7 | BULD03 | 3 | ZVDF02 | 0
71394.0008 | 4.8537 | 600 | 121252.37 | 202.0873 | 583.5 | 2862.47 | 1501.3828 | 4947.3528 | 116305.0172 | 39869.73 | 76435.2872 | Splitao | 2 | LI01 | 9.9 | ENT01 | 1 | ENV01 | 2.5 | WMSGS02 | 0.7 | BULD02 | 2 | ZVDF01 | 1
71394.0008 | 4.8537 | 600 | 146541.84 | 244.2364 | 1391.07 | 2862.47 | 1558.7244 | 5812.2644 | 140729.5756 | 39869.73 | 100859.8456 | Splitao | 2 | LI02 | 23.6016 | ENT02 | 2 | ENV01 | 2.5 | WMSGS02 | 0.7 | BULD04 | 4 | ZVDF01 | 1
71394.0008 | 4.8537 | 600 | 140476.56 | 234.1276 | 1391.07 | 2862.47 | 1566.8087 | 5820.3487 | 134656.2113 | 39869.73 | 94786.4813 | Splitao | 2 | LI02 | 23.6016 | ENT02 | 2 | ENV01 | 2.5 | WMSGS02 | 0.7 | BULD04 | 4 | ZVDF02 | 0
71394.0008 | 4.8537 | 600 | 143269.28 | 238.7821 | 1391.07 | 2862.47 | 1396.1351 | 5649.6751 | 137619.6049 | 39869.73 | 97749.8749 | Splitao | 2 | LI02 | 23.6016 | ENT02 | 2 | ENV02 | 3.7 | WMSGS01 | 0.3 | BULD01 | 1 | ZVDF01 | 1
71394.0008 | 4.8537 | 600 | 137905.02 | 229.8417 | 1391.07 | 2862.47 | 1392.8312 | 5646.3712 | 132258.6488 | 39869.73 | 92388.9188 | Splitao | 2 | LI02 | 23.6016 | ENT02 | 2 | ENV02 | 3.7 | WMSGS01 | 0.3 | BULD01 | 1 | ZVDF02 | 0
71394.0008 | 4.8537 | 600 | 142422.65 | 237.3711 | 1391.07 | 2862.47 | 1417.0057 | 5670.5457 | 136752.1043 | 39869.73 | 96882.3743 | Splitao | 2 | LI02 | 23.6016 | ENT02 | 2 | ENV02 | 3.7 | WMSGS01 | 0.3 | BULD02 | 2 | ZVDF01 | 1
71394.0008 | 4.8537 | 600 | 137015.21 | 228.3587 | 1391.07 | 2862.47 | 1420.2116 | 5673.7516 | 131341.4584 | 39869.73 | 91471.7284 | Splitao | 2 | LI02 | 23.6016 | ENT02 | 2 | ENV02 | 3.7 | WMSGS01 | 0.3 | BULD02 | 2 | ZVDF02 | 0
71394.0008 | 4.8537 | 600 | 143629.21 | 239.382 | 1391.07 | 2862.47 | 1397.3774 | 5650.9174 | 137978.2926 | 39869.73 | 98108.5626 | Splitao | 2 | LI02 | 23.6016 | ENT02 | 2 | ENV02 | 3.7 | WMSGS01 | 0.3 | BULD03 | 3 | ZVDF01 | 1
71394.0008 | 4.8537 | 600 | 138304.93 | 230.5082 | 1391.07 | 2862.47 | 1392.2736 | 5645.8136 | 132659.1164 | 39869.73 | 92789.3864 | Splitao | 2 | LI02 | 23.6016 | ENT02 | 2 | ENV02 | 3.7 | WMSGS01 | 0.3 | BULD03 | 3 | ZVDF02 | 0
71394.0008 | 4.8537 | 600 | 144221.68 | 240.3695 | 1391.07 | 2862.47 | 1414.282 | 5667.822 | 138553.858 | 39869.73 | 98684.128 | Splitao | 2 | LI02 | 23.6016 | ENT02 | 2 | ENV02 | 3.7 | WMSGS01 | 0.3 | BULD04 | 4 | ZVDF01 | 1
71394.0008 | 4.8537 | 600 | 138356.71 | 230.5945 | 1391.07 | 2862.47 | 1417.551 | 5671.091 | 132685.619 | 39869.73 | 92815.889 | Splitao | 2 | LI02 | 23.6016 | ENT02 | 2 | ENV02 | 3.7 | WMSGS01 | 0.3 | BULD04 | 4 | ZVDF02 | 0
71394.0008 | 4.8537 | 600 | 115166.15 | 191.9436 | 583.5 | 2862.47 | 1503.7115 | 4949.6815 | 110216.4685 | 39869.73 | 70346.7385 | Splitao | 2 | LI01 | 9.9 | ENT01 | 1 | ENV01 | 2.5 | WMSGS02 | 0.7 | BULD02 | 2 | ZVDF02 | 0
71394.0008 | 4.8537 | 600 | 144930.15 | 241.5502 | 1391.07 | 2862.47 | 1450.4661 | 5704.0061 | 139226.1439 | 39869.73 | 99356.4139 | Splitao | 2 | LI02 | 23.6016 | ENT02 | 2 | ENV02 | 3.7 | WMSGS02 | 0.7 | BULD01 | 1 | ZVDF01 | 1
71394.0008 | 4.8537 | 600 | 139462.66 | 232.4378 | 1391.07 | 2862.47 | 1448.2497 | 5701.7897 | 133760.8703 | 39869.73 | 93891.1403 | Splitao | 2 | LI02 | 23.6016 | ENT02 | 2 | ENV02 | 3.7 | WMSGS02 | 0.7 | BULD01 | 1 | ZVDF02 | 0
71394.0008 | 4.8537 | 600 | 143917.86 | 239.8631 | 1391.07 | 2862.47 | 1482.4504 | 5735.9904 | 138181.8696 | 39869.73 | 98312.1396 | Splitao | 2 | LI02 | 23.6016 | ENT02 | 2 | ENV02 | 3.7 | WMSGS02 | 0.7 | BULD02 | 2 | ZVDF01 | 1
71394.0008 | 4.8537 | 600 | 138432.27 | 230.7204 | 1391.07 | 2862.47 | 1487.957 | 5741.497 | 132690.773 | 39869.73 | 92821.043 | Splitao | 2 | LI02 | 23.6016 | ENT02 | 2 | ENV02 | 3.7 | WMSGS02 | 0.7 | BULD02 | 2 | ZVDF02 | 0
71394.0008 | 4.8537 | 600 | 145506.39 | 242.5106 | 1391.07 | 2862.47 | 1452.2574 | 5705.7974 | 139800.5926 | 39869.73 | 99930.8626 | Splitao | 2 | LI02 | 23.6016 | ENT02 | 2 | ENV02 | 3.7 | WMSGS02 | 0.7 | BULD03 | 3 | ZVDF01 | 1
71394.0008 | 4.8537 | 600 | 140082.15 | 233.4702 | 1391.07 | 2862.47 | 1447.3201 | 5700.8601 | 134381.2899 | 39869.73 | 94511.5599 | Splitao | 2 | LI02 | 23.6016 | ENT02 | 2 | ENV02 | 3.7 | WMSGS02 | 0.7 | BULD03 | 3 | ZVDF02 | 0
71394.0008 | 4.8537 | 600 | 145923.8 | 243.2063 | 1391.07 | 2862.47 | 1490.1942 | 5743.7342 | 140180.0658 | 39869.73 | 100310.3358 | Splitao | 2 | LI02 | 23.6016 | ENT02 | 2 | ENV02 | 3.7 | WMSGS02 | 0.7 | BULD04 | 4 | ZVDF01 | 1
71394.0008 | 4.8537 | 600 | 139897.83 | 233.163 | 1391.07 | 2862.47 | 1498.3912 | 5751.9312 | 134145.8988 | 39869.73 | 94276.1688 | Splitao | 2 | LI02 | 23.6016 | ENT02 | 2 | ENV02 | 3.7 | WMSGS02 | 0.7 | BULD04 | 4 | ZVDF02 | 0
71394.0008 | 4.8537 | 600 | 125859.38 | 209.7656 | 583.5 | 2862.47 | 1552.1072 | 4998.0772 | 120861.3028 | 39869.73 | 80991.5728 | Splitao | 2 | LI01 | 9.9 | ENT01 | 1 | ENV01 | 2.5 | WMSGS02 | 0.7 | BULD03 | 3 | ZVDF01 | 1
71394.0008 | 4.8537 | 600 | 119756.05 | 199.5934 | 583.5 | 2862.47 | 1549.1527 | 4995.1227 | 114760.9273 | 39869.73 | 74891.1973 | Splitao | 2 | LI01 | 9.9 | ENT01 | 1 | ENV01 | 2.5 | WMSGS02 | 0.7 | BULD03 | 3 | ZVDF02 | 0
71394.0008 | 4.8537 | 600 | 125375.81 | 208.9597 | 583.5 | 2862.47 | 1502.2096 | 4948.1796 | 120427.6304 | 39869.73 | 80557.9004 | Splitao | 2 | LI01 | 9.9 | ENT01 | 1 | ENV01 | 2.5 | WMSGS02 | 0.7 | BULD04 | 4 | ZVDF01 | 1
71394.0008 | 4.8537 | 600 | 118492.72 | 197.4879 | 583.5 | 2862.47 | 1504.5022 | 4950.4722 | 113542.2478 | 39869.73 | 73672.5178 | Splitao | 2 | LI01 | 9.9 | ENT01 | 1 | ENV01 | 2.5 | WMSGS02 | 0.7 | BULD04 | 4 | ZVDF02 | 0
71394.0008 | 4.8537 | 600 | 114603.95 | 191.0066 | 583.5 | 2862.47 | 1316.4691 | 4762.4391 | 109841.5109 | 39869.73 | 69971.7809 | Splitao | 2 | LI01 | 9.9 | ENT01 | 1 | ENV02 | 3.7 | WMSGS01 | 0.3 | BULD01 | 1 | ZVDF01 | 1
71394.0008 | 4.8537 | 600 | 109361.07 | 182.2685 | 583.5 | 2862.47 | 1313.7731 | 4759.7431 | 104601.3269 | 39869.73 | 64731.5969 | Splitao | 2 | LI01 | 9.9 | ENT01 | 1 | ENV02 | 3.7 | WMSGS01 | 0.3 | BULD01 | 1 | ZVDF02 | 0
71394.0008 | 4.8537 | 600 | 112999.2 | 188.332 | 583.5 | 2862.47 | 1323.2143 | 4769.1843 | 108230.0157 | 39869.73 | 68360.2857 | Splitao | 2 | LI01 | 9.9 | ENT01 | 1 | ENV02 | 3.7 | WMSGS01 | 0.3 | BULD02 | 2 | ZVDF01 | 1
71394.0008 | 4.8537 | 600 | 107527.71 | 179.2129 | 583.5 | 2862.47 | 1324.9406 | 4770.9106 | 102756.7994 | 39869.73 | 62887.0694 | Splitao | 2 | LI01 | 9.9 | ENT01 | 1 | ENV02 | 3.7 | WMSGS01 | 0.3 | BULD02 | 2 | ZVDF02 | 0
71394.0008 | 4.8537 | 600 | 117651.32 | 196.0855 | 583.5 | 2862.47 | 1450.9187 | 4896.8887 | 112754.4313 | 39869.73 | 72884.7013 | Splitao | 2 | LI01 | 9.9 | ENT01 | 1 | ENV01 | 2.5 | WMSGS01 | 0.3 | BULD01 | 1 | ZVDF02 | 0
71394.0008 | 4.8537 | 600 | 114907.51 | 191.5125 | 583.5 | 2862.47 | 1340.4822 | 4786.4522 | 110121.0578 | 39869.73 | 70251.3278 | Splitao | 2 | LI01 | 9.9 | ENT01 | 1 | ENV02 | 3.7 | WMSGS01 | 0.3 | BULD03 | 3 | ZVDF01 | 1
71394.0008 | 4.8537 | 600 | 109625.78 | 182.7096 | 583.5 | 2862.47 | 1337.9121 | 4783.8821 | 104841.8979 | 39869.73 | 64972.1679 | Splitao | 2 | LI01 | 9.9 | ENT01 | 1 | ENV02 | 3.7 | WMSGS01 | 0.3 | BULD03 | 3 | ZVDF02 | 0
71394.0008 | 4.8537 | 600 | 115308.61 | 192.181 | 583.5 | 2862.47 | 1320.2674 | 4766.2374 | 110542.3726 | 39869.73 | 70672.6426 | Splitao | 2 | LI01 | 9.9 | ENT01 | 1 | ENV02 | 3.7 | WMSGS01 | 0.3 | BULD04 | 4 | ZVDF01 | 1
71394.0008 | 4.8537 | 600 | 109156.51 | 181.9275 | 583.5 | 2862.47 | 1323.3976 | 4769.3676 | 104387.1424 | 39869.73 | 64517.4124 | Splitao | 2 | LI01 | 9.9 | ENT01 | 1 | ENV02 | 3.7 | WMSGS01 | 0.3 | BULD04 | 4 | ZVDF02 | 0
71394.0008 | 4.8537 | 600 | 115915.19 | 193.192 | 583.5 | 2862.47 | 1354.4487 | 4800.4187 | 111114.7713 | 39869.73 | 71245.0413 | Splitao | 2 | LI01 | 9.9 | ENT01 | 1 | ENV02 | 3.7 | WMSGS02 | 0.7 | BULD01 | 1 | ZVDF01 | 1
71394.0008 | 4.8537 | 600 | 110540.95 | 184.2349 | 583.5 | 2862.47 | 1352.224 | 4798.194 | 105742.756 | 39869.73 | 65873.026 | Splitao | 2 | LI01 | 9.9 | ENT01 | 1 | ENV02 | 3.7 | WMSGS02 | 0.7 | BULD01 | 1 | ZVDF02 | 0
71394.0008 | 4.8537 | 600 | 114031.56 | 190.0526 | 583.5 | 2862.47 | 1367.2256 | 4813.1956 | 109218.3644 | 39869.73 | 69348.6344 | Splitao | 2 | LI01 | 9.9 | ENT01 | 1 | ENV02 | 3.7 | WMSGS02 | 0.7 | BULD02 | 2 | ZVDF01 | 1
71394.0008 | 4.8537 | 600 | 108471.6 | 180.786 | 583.5 | 2862.47 | 1369.8914 | 4815.8614 | 103655.7386 | 39869.73 | 63786.0086 | Splitao | 2 | LI01 | 9.9 | ENT01 | 1 | ENV02 | 3.7 | WMSGS02 | 0.7 | BULD02 | 2 | ZVDF02 | 0
71394.0008 | 4.8537 | 600 | 116482.76 | 194.1379 | 583.5 | 2862.47 | 1379.177 | 4825.147 | 111657.613 | 39869.73 | 71787.883 | Splitao | 2 | LI01 | 9.9 | ENT01 | 1 | ENV02 | 3.7 | WMSGS02 | 0.7 | BULD03 | 3 | ZVDF01 | 1
71394.0008 | 4.8537 | 600 | 111112.7 | 185.1878 | 583.5 | 2862.47 | 1376.492 | 4822.462 | 106290.238 | 39869.73 | 66420.508 | Splitao | 2 | LI01 | 9.9 | ENT01 | 1 | ENV02 | 3.7 | WMSGS02 | 0.7 | BULD03 | 3 | ZVDF02 | 0
71394.0008 | 4.8537 | 600 | 120990.53 | 201.6509 | 583.5 | 2862.47 | 1463.2824 | 4909.2524 | 116081.2776 | 39869.73 | 76211.5476 | Splitao | 2 | LI01 | 9.9 | ENT01 | 1 | ENV01 | 2.5 | WMSGS01 | 0.3 | BULD02 | 2 | ZVDF01 | 1
71394.0008 | 4.8537 | 600 | 116236.6 | 193.7277 | 583.5 | 2862.47 | 1374.0498 | 4820.0198 | 111416.5802 | 39869.73 | 71546.8502 | Splitao | 2 | LI01 | 9.9 | ENT01 | 1 | ENV02 | 3.7 | WMSGS02 | 0.7 | BULD04 | 4 | ZVDF01 | 1
71394.0008 | 4.8537 | 600 | 110084.35 | 183.4739 | 583.5 | 2862.47 | 1377.9351 | 4823.9051 | 105260.4449 | 39869.73 | 65390.7149 | Splitao | 2 | LI01 | 9.9 | ENT01 | 1 | ENV02 | 3.7 | WMSGS02 | 0.7 | BULD04 | 4 | ZVDF02 | 0
71394.0008 | 4.8537 | 600 | 110945.1 | 184.9085 | 583.5 | 2862.47 | 1237.4521 | 4683.4221 | 106261.6779 | 39869.73 | 66391.9479 | Splitao | 2 | LI01 | 9.9 | ENT02 | 2 | ENV01 | 2.5 | WMSGS01 | 0.3 | BULD01 | 1 | ZVDF01 | 1
71394.0008 | 4.8537 | 600 | 105816.76 | 176.3613 | 583.5 | 2862.47 | 1234.9698 | 4680.9398 | 101135.8202 | 39869.73 | 61266.0902 | Splitao | 2 | LI01 | 9.9 | ENT02 | 2 | ENV01 | 2.5 | WMSGS01 | 0.3 | BULD01 | 1 | ZVDF02 | 0
71394.0008 | 4.8537 | 600 | 110486.46 | 184.1441 | 583.5 | 2862.47 | 1259.354 | 4705.324 | 105781.136 | 39869.73 | 65911.406 | Splitao | 2 | LI01 | 9.9 | ENT02 | 2 | ENV01 | 2.5 | WMSGS01 | 0.3 | BULD02 | 2 | ZVDF01 | 1
71394.0008 | 4.8537 | 600 | 105251.92 | 175.4199 | 583.5 | 2862.47 | 1263.0157 | 4708.9857 | 100542.9343 | 39869.73 | 60673.2043 | Splitao | 2 | LI01 | 9.9 | ENT02 | 2 | ENV01 | 2.5 | WMSGS01 | 0.3 | BULD02 | 2 | ZVDF02 | 0
71394.0008 | 4.8537 | 600 | 111287.27 | 185.4788 | 583.5 | 2862.47 | 1241.2395 | 4687.2095 | 106600.0605 | 39869.73 | 66730.3305 | Splitao | 2 | LI01 | 9.9 | ENT02 | 2 | ENV01 | 2.5 | WMSGS01 | 0.3 | BULD03 | 3 | ZVDF01 | 1
71394.0008 | 4.8537 | 600 | 106253.9 | 177.0898 | 583.5 | 2862.47 | 1236.3181 | 4682.2881 | 101571.6119 | 39869.73 | 61701.8819 | Splitao | 2 | LI01 | 9.9 | ENT02 | 2 | ENV01 | 2.5 | WMSGS01 | 0.3 | BULD03 | 3 | ZVDF02 | 0
71394.0008 | 4.8537 | 600 | 111881.32 | 186.4689 | 583.5 | 2862.47 | 1273.3373 | 4719.3073 | 107162.0127 | 39869.73 | 67292.2827 | Splitao | 2 | LI01 | 9.9 | ENT02 | 2 | ENV01 | 2.5 | WMSGS01 | 0.3 | BULD04 | 4 | ZVDF01 | 1
71394.0008 | 4.8537 | 600 | 106213.09 | 177.0218 | 583.5 | 2862.47 | 1279.2366 | 4725.2066 | 101487.8834 | 39869.73 | 61618.1534 | Splitao | 2 | LI01 | 9.9 | ENT02 | 2 | ENV01 | 2.5 | WMSGS01 | 0.3 | BULD04 | 4 | ZVDF02 | 0
71394.0008 | 4.8537 | 600 | 114962.2 | 191.6037 | 583.5 | 2862.47 | 1464.3215 | 4910.2915 | 110051.9085 | 39869.73 | 70182.1785 | Splitao | 2 | LI01 | 9.9 | ENT01 | 1 | ENV01 | 2.5 | WMSGS01 | 0.3 | BULD02 | 2 | ZVDF02 | 0
71394.0008 | 4.8537 | 600 | 112704.75 | 187.8413 | 583.5 | 2862.47 | 1294.6015 | 4740.5715 | 107964.1785 | 39869.73 | 68094.4485 | Splitao | 2 | LI01 | 9.9 | ENT02 | 2 | ENV01 | 2.5 | WMSGS02 | 0.7 | BULD01 | 1 | ZVDF01 | 1
71394.0008 | 4.8537 | 600 | 107457.4 | 179.0957 | 583.5 | 2862.47 | 1293.3044 | 4739.2744 | 102718.1256 | 39869.73 | 62848.3956 | Splitao | 2 | LI01 | 9.9 | ENT02 | 2 | ENV01 | 2.5 | WMSGS02 | 0.7 | BULD01 | 1 | ZVDF02 | 0
71394.0008 | 4.8537 | 600 | 112198.97 | 186.9983 | 583.5 | 2862.47 | 1326.4786 | 4772.4486 | 107426.5214 | 39869.73 | 67556.7914 | Splitao | 2 | LI01 | 9.9 | ENT02 | 2 | ENV01 | 2.5 | WMSGS02 | 0.7 | BULD02 | 2 | ZVDF01 | 1
71394.0008 | 4.8537 | 600 | 106883.62 | 178.1394 | 583.5 | 2862.47 | 1332.9357 | 4778.9057 | 102104.7143 | 39869.73 | 62234.9843 | Splitao | 2 | LI01 | 9.9 | ENT02 | 2 | ENV01 | 2.5 | WMSGS02 | 0.7 | BULD02 | 2 | ZVDF02 | 0
71394.0008 | 4.8537 | 600 | 113228.6 | 188.7143 | 583.5 | 2862.47 | 1299.6568 | 4745.6268 | 108482.9732 | 39869.73 | 68613.2432 | Splitao | 2 | LI01 | 9.9 | ENT02 | 2 | ENV01 | 2.5 | WMSGS02 | 0.7 | BULD03 | 3 | ZVDF01 | 1
71394.0008 | 4.8537 | 600 | 108098.56 | 180.1643 | 583.5 | 2862.47 | 1294.805 | 4740.775 | 103357.785 | 39869.73 | 63488.055 | Splitao | 2 | LI01 | 9.9 | ENT02 | 2 | ENV01 | 2.5 | WMSGS02 | 0.7 | BULD03 | 3 | ZVDF02 | 0
71394.0008 | 4.8537 | 600 | 113854.3 | 189.7572 | 583.5 | 2862.47 | 1350.6788 | 4796.6488 | 109057.6512 | 39869.73 | 69187.9212 | Splitao | 2 | LI01 | 9.9 | ENT02 | 2 | ENV01 | 2.5 | WMSGS02 | 0.7 | BULD04 | 4 | ZVDF01 | 1
71394.0008 | 4.8537 | 600 | 108078.89 | 180.1315 | 583.5 | 2862.47 | 1359.7556 | 4805.7256 | 103273.1644 | 39869.73 | 63403.4344 | Splitao | 2 | LI01 | 9.9 | ENT02 | 2 | ENV01 | 2.5 | WMSGS02 | 0.7 | BULD04 | 4 | ZVDF02 | 0
71394.0008 | 4.8537 | 600 | 110521.73 | 184.2029 | 583.5 | 2862.47 | 1180.3715 | 4626.3415 | 105895.3885 | 39869.73 | 66025.6585 | Splitao | 2 | LI01 | 9.9 | ENT02 | 2 | ENV02 | 3.7 | WMSGS01 | 0.3 | BULD01 | 1 | ZVDF01 | 1
71394.0008 | 4.8537 | 600 | 105419.56 | 175.6993 | 583.5 | 2862.47 | 1177.6666 | 4623.6366 | 100795.9234 | 39869.73 | 60926.1934 | Splitao | 2 | LI01 | 9.9 | ENT02 | 2 | ENV02 | 3.7 | WMSGS01 | 0.3 | BULD01 | 1 | ZVDF02 | 0
71394.0008 | 4.8537 | 600 | 124371.91 | 207.2865 | 583.5 | 2862.47 | 1520.7535 | 4966.7235 | 119405.1865 | 39869.73 | 79535.4565 | Splitao | 2 | LI01 | 9.9 | ENT01 | 1 | ENV01 | 2.5 | WMSGS01 | 0.3 | BULD03 | 3 | ZVDF01 | 1
71394.0008 | 4.8537 | 600 | 109973.98 | 183.29 | 583.5 | 2862.47 | 1198.0741 | 4644.0441 | 105329.9359 | 39869.73 | 65460.2059 | Splitao | 2 | LI01 | 9.9 | ENT02 | 2 | ENV02 | 3.7 | WMSGS01 | 0.3 | BULD02 | 2 | ZVDF01 | 1
71394.0008 | 4.8537 | 600 | 104762.24 | 174.6037 | 583.5 | 2862.47 | 1201.8226 | 4647.7926 | 100114.4474 | 39869.73 | 60244.7174 | Splitao | 2 | LI01 | 9.9 | ENT02 | 2 | ENV02 | 3.7 | WMSGS01 | 0.3 | BULD02 | 2 | ZVDF02 | 0
71394.0008 | 4.8537 | 600 | 110820.34 | 184.7006 | 583.5 | 2862.47 | 1182.6753 | 4628.6453 | 106191.6947 | 39869.73 | 66321.9647 | Splitao | 2 | LI01 | 9.9 | ENT02 | 2 | ENV02 | 3.7 | WMSGS01 | 0.3 | BULD03 | 3 | ZVDF01 | 1
71394.0008 | 4.8537 | 600 | 105798.96 | 176.3316 | 583.5 | 2862.47 | 1178.0084 | 4623.9784 | 101174.9816 | 39869.73 | 61305.2516 | Splitao | 2 | LI01 | 9.9 | ENT02 | 2 | ENV02 | 3.7 | WMSGS01 | 0.3 | BULD03 | 3 | ZVDF02 | 0
71394.0008 | 4.8537 | 600 | 111305.1 | 185.5085 | 583.5 | 2862.47 | 1202.1739 | 4648.1439 | 106656.9561 | 39869.73 | 66787.2261 | Splitao | 2 | LI01 | 9.9 | ENT02 | 2 | ENV02 | 3.7 | WMSGS01 | 0.3 | BULD04 | 4 | ZVDF01 | 1
71394.0008 | 4.8537 | 600 | 105570.56 | 175.9509 | 583.5 | 2862.47 | 1209.2247 | 4655.1947 | 100915.3653 | 39869.73 | 61045.6353 | Splitao | 2 | LI01 | 9.9 | ENT02 | 2 | ENV02 | 3.7 | WMSGS01 | 0.3 | BULD04 | 4 | ZVDF02 | 0
71394.0008 | 4.8537 | 600 | 112310.66 | 187.1844 | 583.5 | 2862.47 | 1236.7677 | 4682.7377 | 107627.9223 | 39869.73 | 67758.1923 | Splitao | 2 | LI01 | 9.9 | ENT02 | 2 | ENV02 | 3.7 | WMSGS02 | 0.7 | BULD01 | 1 | ZVDF01 | 1
71394.0008 | 4.8537 | 600 | 107089.03 | 178.4817 | 583.5 | 2862.47 | 1235.299 | 4681.269 | 102407.761 | 39869.73 | 62538.031 | Splitao | 2 | LI01 | 9.9 | ENT02 | 2 | ENV02 | 3.7 | WMSGS02 | 0.7 | BULD01 | 1 | ZVDF02 | 0
71394.0008 | 4.8537 | 600 | 111660.51 | 186.1008 | 583.5 | 2862.47 | 1264.3461 | 4710.3161 | 106950.1939 | 39869.73 | 67080.4639 | Splitao | 2 | LI01 | 9.9 | ENT02 | 2 | ENV02 | 3.7 | WMSGS02 | 0.7 | BULD02 | 2 | ZVDF01 | 1
71394.0008 | 4.8537 | 600 | 106391.82 | 177.3197 | 583.5 | 2862.47 | 1270.7341 | 4716.7041 | 101675.1159 | 39869.73 | 61805.3859 | Splitao | 2 | LI01 | 9.9 | ENT02 | 2 | ENV02 | 3.7 | WMSGS02 | 0.7 | BULD02 | 2 | ZVDF02 | 0
71394.0008 | 4.8537 | 600 | 118150.77 | 196.9179 | 583.5 | 2862.47 | 1519.0454 | 4965.0154 | 113185.7546 | 39869.73 | 73316.0246 | Splitao | 2 | LI01 | 9.9 | ENT01 | 1 | ENV01 | 2.5 | WMSGS01 | 0.3 | BULD03 | 3 | ZVDF02 | 0
71394.0008 | 4.8537 | 600 | 112801.73 | 188.0029 | 583.5 | 2862.47 | 1240.208 | 4686.178 | 108115.552 | 39869.73 | 68245.822 | Splitao | 2 | LI01 | 9.9 | ENT02 | 2 | ENV02 | 3.7 | WMSGS02 | 0.7 | BULD03 | 3 | ZVDF01 | 1
71394.0008 | 4.8537 | 600 | 107677.86 | 179.4631 | 583.5 | 2862.47 | 1235.7672 | 4681.7372 | 102996.1228 | 39869.73 | 63126.3928 | Splitao | 2 | LI01 | 9.9 | ENT02 | 2 | ENV02 | 3.7 | WMSGS02 | 0.7 | BULD03 | 3 | ZVDF02 | 0
71394.0008 | 4.8537 | 600 | 113162.89 | 188.6048 | 583.5 | 2862.47 | 1280.5459 | 4726.5159 | 108436.3741 | 39869.73 | 68566.6441 | Splitao | 2 | LI01 | 9.9 | ENT02 | 2 | ENV02 | 3.7 | WMSGS02 | 0.7 | BULD04 | 4 | ZVDF01 | 1
71394.0008 | 4.8537 | 600 | 107440.25 | 179.0671 | 583.5 | 2862.47 | 1289.4295 | 4735.3995 | 102704.8505 | 39869.73 | 62835.1205 | Splitao | 2 | LI01 | 9.9 | ENT02 | 2 | ENV02 | 3.7 | WMSGS02 | 0.7 | BULD04 | 4 | ZVDF02 | 0
71394.0008 | 4.8537 | 600 | 154065.63 | 256.776 | 1391.07 | 2862.47 | 1612.1737 | 5865.7137 | 148199.9163 | 39869.73 | 108330.1863 | Splitao | 2 | LI02 | 23.6016 | ENT01 | 1 | ENV01 | 2.5 | WMSGS01 | 0.3 | BULD01 | 1 | ZVDF01 | 1
71394.0008 | 4.8537 | 600 | 148259.01 | 247.0983 | 1391.07 | 2862.47 | 1608.0806 | 5861.6206 | 142397.3894 | 39869.73 | 102527.6594 | Splitao | 2 | LI02 | 23.6016 | ENT01 | 1 | ENV01 | 2.5 | WMSGS01 | 0.3 | BULD01 | 1 | ZVDF02 | 0
71394.0008 | 4.8537 | 600 | 151788.2 | 252.9803 | 1391.07 | 2862.47 | 1621.3843 | 5874.9243 | 145913.2757 | 39869.73 | 106043.5457 | Splitao | 2 | LI02 | 23.6016 | ENT01 | 1 | ENV01 | 2.5 | WMSGS01 | 0.3 | BULD02 | 2 | ZVDF01 | 1
71394.0008 | 4.8537 | 600 | 145630.96 | 242.7183 | 1391.07 | 2862.47 | 1622.4884 | 5876.0284 | 139754.9316 | 39869.73 | 99885.2016 | Splitao | 2 | LI02 | 23.6016 | ENT01 | 1 | ENV01 | 2.5 | WMSGS01 | 0.3 | BULD02 | 2 | ZVDF02 | 0
71394.0008 | 4.8537 | 600 | 154990.8 | 258.318 | 1391.07 | 2862.47 | 1678.3694 | 5931.9094 | 149058.8906 | 39869.73 | 109189.1606 | Splitao | 2 | LI02 | 23.6016 | ENT01 | 1 | ENV01 | 2.5 | WMSGS01 | 0.3 | BULD03 | 3 | ZVDF01 | 1
71394.0008 | 4.8537 | 600 | 148568.97 | 247.6149 | 1391.07 | 2862.47 | 1676.9993 | 5930.5393 | 142638.4307 | 39869.73 | 102768.7007 | Splitao | 2 | LI02 | 23.6016 | ENT01 | 1 | ENV01 | 2.5 | WMSGS01 | 0.3 | BULD03 | 3 | ZVDF02 | 0
71394.0008 | 4.8537 | 600 | 124418.74 | 207.3646 | 583.5 | 2862.47 | 1458.7383 | 4904.7083 | 119514.0317 | 39869.73 | 79644.3017 | Splitao | 2 | LI01 | 9.9 | ENT01 | 1 | ENV01 | 2.5 | WMSGS01 | 0.3 | BULD04 | 4 | ZVDF01 | 1
71394.0008 | 4.8537 | 600 | 155221.91 | 258.7032 | 1391.07 | 2862.47 | 1615.5318 | 5869.0718 | 149352.8382 | 39869.73 | 109483.1082 | Splitao | 2 | LI02 | 23.6016 | ENT01 | 1 | ENV01 | 2.5 | WMSGS01 | 0.3 | BULD04 | 4 | ZVDF01 | 1
71394.0008 | 4.8537 | 600 | 149448.7 | 249.0812 | 1391.07 | 2862.47 | 1610.19 | 5863.73 | 143584.97 | 39869.73 | 103715.24 | Splitao | 2 | LI02 | 23.6016 | ENT01 | 1 | ENV01 | 2.5 | WMSGS01 | 0.3 | BULD04 | 4 | ZVDF02 | 0
71394.0008 | 4.8537 | 600 | 154922.31 | 258.2038 | 1391.07 | 2862.47 | 1644.3389 | 5897.8789 | 149024.4311 | 39869.73 | 109154.7011 | Splitao | 2 | LI02 | 23.6016 | ENT01 | 1 | ENV01 | 2.5 | WMSGS02 | 0.7 | BULD01 | 1 | ZVDF01 | 1
71394.0008 | 4.8537 | 600 | 149151.06 | 248.5851 | 1391.07 | 2862.47 | 1639.4747 | 5893.0147 | 143258.0453 | 39869.73 | 103388.3153 | Splitao | 2 | LI02 | 23.6016 | ENT01 | 1 | ENV01 | 2.5 | WMSGS02 | 0.7 | BULD01 | 1 | ZVDF02 | 0
71394.0008 | 4.8537 | 600 | 151933.02 | 253.2217 | 1391.07 | 2862.47 | 1659.1868 | 5912.7268 | 146020.2932 | 39869.73 | 106150.5632 | Splitao | 2 | LI02 | 23.6016 | ENT01 | 1 | ENV01 | 2.5 | WMSGS02 | 0.7 | BULD02 | 2 | ZVDF01 | 1
71394.0008 | 4.8537 | 600 | 145721.73 | 242.8696 | 1391.07 | 2862.47 | 1661.4806 | 5915.0206 | 139806.7094 | 39869.73 | 99936.9794 | Splitao | 2 | LI02 | 23.6016 | ENT01 | 1 | ENV01 | 2.5 | WMSGS02 | 0.7 | BULD02 | 2 | ZVDF02 | 0
71394.0008 | 4.8537 | 600 | 156356.33 | 260.5939 | 1391.07 | 2862.47 | 1709.6594 | 5963.1994 | 150393.1306 | 39869.73 | 110523.4006 | Splitao | 2 | LI02 | 23.6016 | ENT01 | 1 | ENV01 | 2.5 | WMSGS02 | 0.7 | BULD03 | 3 | ZVDF01 | 1
71394.0008 | 4.8537 | 600 | 150104.7 | 250.1745 | 1391.07 | 2862.47 | 1706.2296 | 5959.7696 | 144144.9304 | 39869.73 | 104275.2004 | Splitao | 2 | LI02 | 23.6016 | ENT01 | 1 | ENV01 | 2.5 | WMSGS02 | 0.7 | BULD03 | 3 | ZVDF02 | 0
71394.0008 | 4.8537 | 600 | 156407.58 | 260.6793 | 1391.07 | 2862.47 | 1657.2312 | 5910.7712 | 150496.8088 | 39869.73 | 110627.0788 | Splitao | 2 | LI02 | 23.6016 | ENT01 | 1 | ENV01 | 2.5 | WMSGS02 | 0.7 | BULD04 | 4 | ZVDF01 | 1
71394.0008 | 4.8537 | 600 | 149922.66 | 249.8711 | 1391.07 | 2862.47 | 1655.3205 | 5908.8605 | 144013.7995 | 39869.73 | 104144.0695 | Splitao | 2 | LI02 | 23.6016 | ENT01 | 1 | ENV01 | 2.5 | WMSGS02 | 0.7 | BULD04 | 4 | ZVDF02 | 0
71394.0008 | 4.8537 | 600 | 118940.9 | 198.2348 | 583.5 | 2862.47 | 1452.8817 | 4898.8517 | 114042.0483 | 39869.73 | 74172.3183 | Splitao | 2 | LI01 | 9.9 | ENT01 | 1 | ENV01 | 2.5 | WMSGS01 | 0.3 | BULD04 | 4 | ZVDF02 | 0
71394.0008 | 4.8537 | 600 | 146215.53 | 243.6925 | 1391.07 | 2862.47 | 1490.5768 | 5744.1168 | 140471.4132 | 39869.73 | 100601.6832 | Splitao | 2 | LI02 | 23.6016 | ENT01 | 1 | ENV02 | 3.7 | WMSGS01 | 0.3 | BULD01 | 1 | ZVDF01 | 1
71394.0008 | 4.8537 | 600 | 140656.76 | 234.4279 | 1391.07 | 2862.47 | 1487.9968 | 5741.5368 | 134915.2232 | 39869.73 | 95045.4932 | Splitao | 2 | LI02 | 23.6016 | ENT01 | 1 | ENV02 | 3.7 | WMSGS01 | 0.3 | BULD01 | 1 | ZVDF02 | 0
71394.0008 | 4.8537 | 600 | 144390.24 | 240.6504 | 1391.07 | 2862.47 | 1499.1702 | 5752.7102 | 138637.5298 | 39869.73 | 98767.7998 | Splitao | 2 | LI02 | 23.6016 | ENT01 | 1 | ENV02 | 3.7 | WMSGS01 | 0.3 | BULD02 | 2 | ZVDF01 | 1
71394.0008 | 4.8537 | 600 | 138707.59 | 231.1793 | 1391.07 | 2862.47 | 1500.3457 | 5753.8857 | 132953.7043 | 39869.73 | 93083.9743 | Splitao | 2 | LI02 | 23.6016 | ENT01 | 1 | ENV02 | 3.7 | WMSGS01 | 0.3 | BULD02 | 2 | ZVDF02 | 0
71394.0008 | 4.8537 | 600 | 146458.38 | 244.0973 | 1391.07 | 2862.47 | 1514.6133 | 5768.1533 | 140690.2267 | 39869.73 | 100820.4967 | Splitao | 2 | LI02 | 23.6016 | ENT01 | 1 | ENV02 | 3.7 | WMSGS01 | 0.3 | BULD03 | 3 | ZVDF01 | 1
71394.0008 | 4.8537 | 600 | 140909.26 | 234.8488 | 1391.07 | 2862.47 | 1511.8635 | 5765.4035 | 135143.8565 | 39869.73 | 95274.1265 | Splitao | 2 | LI02 | 23.6016 | ENT01 | 1 | ENV02 | 3.7 | WMSGS01 | 0.3 | BULD03 | 3 | ZVDF02 | 0
71394.0008 | 4.8537 | 600 | 146959.23 | 244.932 | 1391.07 | 2862.47 | 1493.4803 | 5747.0203 | 141212.2097 | 39869.73 | 101342.4797 | Splitao | 2 | LI02 | 23.6016 | ENT01 | 1 | ENV02 | 3.7 | WMSGS01 | 0.3 | BULD04 | 4 | ZVDF01 | 1
71394.0008 | 4.8537 | 600 | 141130.03 | 235.2167 | 1391.07 | 2862.47 | 1492.2932 | 5745.8332 | 135384.1968 | 39869.73 | 95514.4668 | Splitao | 2 | LI02 | 23.6016 | ENT01 | 1 | ENV02 | 3.7 | WMSGS01 | 0.3 | BULD04 | 4 | ZVDF02 | 0
71394.0008 | 4.8537 | 600 | 147443.07 | 245.7385 | 1391.07 | 2862.47 | 1527.4058 | 5780.9458 | 141662.1242 | 39869.73 | 101792.3942 | Splitao | 2 | LI02 | 23.6016 | ENT01 | 1 | ENV02 | 3.7 | WMSGS02 | 0.7 | BULD01 | 1 | ZVDF01 | 1
71394.0008 | 4.8537 | 600 | 141771.21 | 236.2853 | 1391.07 | 2862.47 | 1525.2604 | 5778.8004 | 135992.4096 | 39869.73 | 96122.6796 | Splitao | 2 | LI02 | 23.6016 | ENT01 | 1 | ENV02 | 3.7 | WMSGS02 | 0.7 | BULD01 | 1 | ZVDF02 | 0
71394.0008 | 4.8537 | 600 | 124318.34 | 207.1972 | 583.5 | 2862.47 | 1486.2484 | 4932.2184 | 119386.1216 | 39869.73 | 79516.3916 | Splitao | 2 | LI01 | 9.9 | ENT01 | 1 | ENV01 | 2.5 | WMSGS02 | 0.7 | BULD01 | 1 | ZVDF01 | 1
71394.0008 | 4.8537 | 600 | 145260.22 | 242.1004 | 1391.07 | 2862.47 | 1542.4617 | 5796.0017 | 139464.2183 | 39869.73 | 99594.4883 | Splitao | 2 | LI02 | 23.6016 | ENT01 | 1 | ENV02 | 3.7 | WMSGS02 | 0.7 | BULD02 | 2 | ZVDF01 | 1
71394.0008 | 4.8537 | 600 | 139488.13 | 232.4802 | 1391.07 | 2862.47 | 1544.8858 | 5798.4258 | 133689.7042 | 39869.73 | 93819.9742 | Splitao | 2 | LI02 | 23.6016 | ENT01 | 1 | ENV02 | 3.7 | WMSGS02 | 0.7 | BULD02 | 2 | ZVDF02 | 0
71394.0008 | 4.8537 | 600 | 147968.32 | 246.6139 | 1391.07 | 2862.47 | 1552.1125 | 5805.6525 | 142162.6675 | 39869.73 | 102292.9375 | Splitao | 2 | LI02 | 23.6016 | ENT01 | 1 | ENV02 | 3.7 | WMSGS02 | 0.7 | BULD03 | 3 | ZVDF01 | 1
71394.0008 | 4.8537 | 600 | 142334.41 | 237.224 | 1391.07 | 2862.47 | 1549.187 | 5802.727 | 136531.683 | 39869.73 | 96661.953 | Splitao | 2 | LI02 | 23.6016 | ENT01 | 1 | ENV02 | 3.7 | WMSGS02 | 0.7 | BULD03 | 3 | ZVDF02 | 0
71394.0008 | 4.8537 | 600 | 148170.21 | 246.9503 | 1391.07 | 2862.47 | 1543.8247 | 5797.3647 | 142372.8453 | 39869.73 | 102503.1153 | Splitao | 2 | LI02 | 23.6016 | ENT01 | 1 | ENV02 | 3.7 | WMSGS02 | 0.7 | BULD04 | 4 | ZVDF01 | 1
71394.0008 | 4.8537 | 600 | 141716.74 | 236.1946 | 1391.07 | 2862.47 | 1547.3888 | 5800.9288 | 135915.8112 | 39869.73 | 96046.0812 | Splitao | 2 | LI02 | 23.6016 | ENT01 | 1 | ENV02 | 3.7 | WMSGS02 | 0.7 | BULD04 | 4 | ZVDF02 | 0
71394.0008 | 4.8537 | 600 | 143582.31 | 239.3038 | 1391.07 | 2862.47 | 1452.3305 | 5705.8705 | 137876.4395 | 39869.73 | 98006.7095 | Splitao | 2 | LI02 | 23.6016 | ENT02 | 2 | ENV01 | 2.5 | WMSGS01 | 0.3 | BULD01 | 1 | ZVDF01 | 1
71394.0008 | 4.8537 | 600 | 138205.78 | 230.343 | 1391.07 | 2862.47 | 1449.0053 | 5702.5453 | 132503.2347 | 39869.73 | 92633.5047 | Splitao | 2 | LI02 | 23.6016 | ENT02 | 2 | ENV01 | 2.5 | WMSGS01 | 0.3 | BULD01 | 1 | ZVDF02 | 0
71394.0008 | 4.8537 | 600 | 142850.38 | 238.084 | 1391.07 | 2862.47 | 1477.1288 | 5730.6688 | 137119.7112 | 39869.73 | 97249.9812 | Splitao | 2 | LI02 | 23.6016 | ENT02 | 2 | ENV01 | 2.5 | WMSGS01 | 0.3 | BULD02 | 2 | ZVDF01 | 1
71394.0008 | 4.8537 | 600 | 137416.92 | 229.0282 | 1391.07 | 2862.47 | 1480.4592 | 5733.9992 | 131682.9208 | 39869.73 | 91813.1908 | Splitao | 2 | LI02 | 23.6016 | ENT02 | 2 | ENV01 | 2.5 | WMSGS01 | 0.3 | BULD02 | 2 | ZVDF02 | 0
71394.0008 | 4.8537 | 600 | 118585.07 | 197.6418 | 583.5 | 2862.47 | 1482.9212 | 4928.8912 | 113656.1788 | 39869.73 | 73786.4488 | Splitao | 2 | LI01 | 9.9 | ENT01 | 1 | ENV01 | 2.5 | WMSGS02 | 0.7 | BULD01 | 1 | ZVDF02 | 0
|  |  | 104927.371 | 174.879
|  |  |  | maior | 260.6793
|  |  |  | menor | 119.2555
|  |  |  | média | 174.879